## Element Library
QS ELEMENT LIBRARY — SECTION / SUB SECTION / SUB ELEMENT
Standard coding list for BoQ takeoff — Structure, Architecture, MEP & External Works. Aligned to the project Budget Code framework.
Each Sub Element links to one or more standard Descriptions on the Description Library sheet.
No. | Discipline | Budget Code | Section | Sub Section | Sub Element | Typical Unit | No. of Desc. | Default Description | Key
1 | Civil and Structure | A.04 | Sub Structure | Site Preparation & Earthwork | Site Clearing | m2 | 1 | Site clearing, grubbing and removal of vegetation and debris off site | Sub Structure¦Site Preparation & Earthwork¦Site Clearing
2 | Civil and Structure | A.04 | Sub Structure | Site Preparation & Earthwork | Excavation | m3 | 1 | Bulk excavation by machine incl. trimming and levelling of formation | Sub Structure¦Site Preparation & Earthwork¦Excavation
3 | Civil and Structure | A.04 | Sub Structure | Site Preparation & Earthwork | Backfill | m3 | 1 | Backfilling with approved material in 200mm layers incl. compaction to 95% MDD | Sub Structure¦Site Preparation & Earthwork¦Backfill
4 | Civil and Structure | A.04 | Sub Structure | Site Preparation & Earthwork | Soil Disposal | m3 | 1 | Cart away surplus excavated material off site incl. tipping fee | Sub Structure¦Site Preparation & Earthwork¦Soil Disposal
5 | Civil and Structure | A.04 | Sub Structure | Site Preparation & Earthwork | Compaction | m2 | 1 | Compaction of formation to 95% MDD incl. watering and testing | Sub Structure¦Site Preparation & Earthwork¦Compaction
6 | Civil and Structure | A.04 | Sub Structure | Site Preparation & Earthwork | Dewatering | Lot | 1 | Dewatering incl. pumps, sump pits, piping and maintenance during construction | Sub Structure¦Site Preparation & Earthwork¦Dewatering
7 | Civil and Structure | A.04 | Sub Structure | Site Preparation & Earthwork | Levelling & Setting Out | m2 | 1 | Setting out, levelling and establishment of benchmarks and grid lines | Sub Structure¦Site Preparation & Earthwork¦Levelling & Setting Out
8 | Civil and Structure | B.02 | Sub Structure | Shoring & Sheet Pile | Sheet Pile Supply | m2 | 1 | Supply of steel sheet pile, hot rolled section as per design | Sub Structure¦Shoring & Sheet Pile¦Sheet Pile Supply
9 | Civil and Structure | B.02 | Sub Structure | Shoring & Sheet Pile | Sheet Pile Driving | m2 | 1 | Driving of steel sheet pile to required depth incl. plant and equipment | Sub Structure¦Shoring & Sheet Pile¦Sheet Pile Driving
10 | Civil and Structure | B.02 | Sub Structure | Shoring & Sheet Pile | Sheet Pile Extraction | m2 | 1 | Extraction of steel sheet pile and making good of voids | Sub Structure¦Shoring & Sheet Pile¦Sheet Pile Extraction
11 | Civil and Structure | B.02 | Sub Structure | Shoring & Sheet Pile | Strut & Waler | kg | 1 | Steel strut and waler incl. fabrication, installation and removal | Sub Structure¦Shoring & Sheet Pile¦Strut & Waler
12 | Civil and Structure | B.02 | Sub Structure | Shoring & Sheet Pile | Ground Anchor | Nos | 1 | Ground anchor incl. drilling, grouting, stressing and testing | Sub Structure¦Shoring & Sheet Pile¦Ground Anchor
13 | Civil and Structure | B.02 | Sub Structure | Shoring & Sheet Pile | Guide Wall | m | 1 | Reinforced concrete guide wall incl. concrete, rebar and formwork | Sub Structure¦Shoring & Sheet Pile¦Guide Wall
14 | Civil and Structure | B.01 | Sub Structure | Bored Pile | Bored Pile Boring | m | 2 | Bored piling D1000mm incl. boring, casing and disposal of spoil | Sub Structure¦Bored Pile¦Bored Pile Boring
15 | Civil and Structure | B.01 | Sub Structure | Bored Pile | Concrete | m3 | 4 | Normal Concrete, 35Mpa (Cylinder), Slump 13+-2.5 | Sub Structure¦Bored Pile¦Concrete
16 | Civil and Structure | B.01 | Sub Structure | Bored Pile | Rebar | kg | 9 | Deform Bar, DB10(fy=390 Mpa) | Sub Structure¦Bored Pile¦Rebar
17 | Civil and Structure | B.01 | Sub Structure | Bored Pile | Steel Tie Wire | kg | 1 | Steel Tie Wire 1mm (Estimated 4% of Total Rebar Weight) | Sub Structure¦Bored Pile¦Steel Tie Wire
18 | Civil and Structure | B.01 | Sub Structure | Bored Pile | Steel Round Pipe | kg | 1 | Steel Round Pipe (D49x2mm) with rush primer and paint | Sub Structure¦Bored Pile¦Steel Round Pipe
19 | Civil and Structure | B.01 | Sub Structure | Bored Pile | Bentonite / Slurry | Lot | 1 | Bentonite / polymer slurry incl. mixing, circulation and disposal | Sub Structure¦Bored Pile¦Bentonite / Slurry
20 | Civil and Structure | B.01 | Sub Structure | Bored Pile | Bored Pile Head Cutting | Nos | 2 | Pile Head Cutting up to required level D1000mm | Sub Structure¦Bored Pile¦Bored Pile Head Cutting
21 | Civil and Structure | B.01 | Sub Structure | Bored Pile | Bored Pile Testing | Nos | 2 | Sonic Logging Test (SLT) | Sub Structure¦Bored Pile¦Bored Pile Testing
22 | Civil and Structure | B.01 | Sub Structure | Bored Pile | Bored Pile Coring | Nos | 2 | Soil Coring for Bored Pile D1000mm, Depth 30m | Sub Structure¦Bored Pile¦Bored Pile Coring
23 | Civil and Structure | B.01 | Sub Structure | Bored Pile | Pile Load Test | Nos | 2 | Dynamic pile load test (PDA) | Sub Structure¦Bored Pile¦Pile Load Test
24 | Civil and Structure | B.01 | Sub Structure | Bored Pile | Rebar Testing | Nos | 1 | Rebar Testing as per Specification | Sub Structure¦Bored Pile¦Rebar Testing
25 | Civil and Structure | B.01 | Sub Structure | Bored Pile | Concrete Testing | Nos | 1 | Concrete cube / cylinder test as per specification | Sub Structure¦Bored Pile¦Concrete Testing
26 | Civil and Structure | B.01 | Sub Structure | Driven Pile / Micro Pile | Pile Supply | m | 1 | Supply of precast / spun pile as per design section | Sub Structure¦Driven Pile / Micro Pile¦Pile Supply
27 | Civil and Structure | B.01 | Sub Structure | Driven Pile / Micro Pile | Pile Driving | m | 1 | Driving of precast / spun pile to required set incl. plant | Sub Structure¦Driven Pile / Micro Pile¦Pile Driving
28 | Civil and Structure | B.01 | Sub Structure | Driven Pile / Micro Pile | Pile Splicing | Nos | 1 | Pile splicing by full penetration weld incl. splice plate | Sub Structure¦Driven Pile / Micro Pile¦Pile Splicing
29 | Civil and Structure | B.01 | Sub Structure | Driven Pile / Micro Pile | Pile Head Cutting | Nos | 1 | Pile head cutting and trimming to required cut-off level | Sub Structure¦Driven Pile / Micro Pile¦Pile Head Cutting
30 | Civil and Structure | B.01 | Sub Structure | Driven Pile / Micro Pile | Pile Load Test | Nos | 2 | Dynamic pile load test (PDA) | Sub Structure¦Driven Pile / Micro Pile¦Pile Load Test
31 | Civil and Structure | B.03 | Sub Structure | Pile Cap & Stump | Earthwork | m3 | 3 | Soil Backfill | Sub Structure¦Pile Cap & Stump¦Earthwork
32 | Civil and Structure | B.03 | Sub Structure | Pile Cap & Stump | Base Preparation | m2 | 1 | Well Soil Compact | Sub Structure¦Pile Cap & Stump¦Base Preparation
33 | Civil and Structure | B.03 | Sub Structure | Pile Cap & Stump | Crush Stone | m3 | 2 | Crush Stone 40x60mm 100mm Thk. | Sub Structure¦Pile Cap & Stump¦Crush Stone
34 | Civil and Structure | B.03 | Sub Structure | Pile Cap & Stump | Lean Concrete | m3 | 1 | Lean Concrete, 15Mpa (Cylinder) | Sub Structure¦Pile Cap & Stump¦Lean Concrete
35 | Civil and Structure | B.03 | Sub Structure | Pile Cap & Stump | Concrete | m3 | 4 | Normal Concrete, 35Mpa (Cylinder), Slump 13+-2.5 | Sub Structure¦Pile Cap & Stump¦Concrete
36 | Civil and Structure | B.03 | Sub Structure | Pile Cap & Stump | Formwork | m2 | 3 | Formwork | Sub Structure¦Pile Cap & Stump¦Formwork
37 | Civil and Structure | B.03 | Sub Structure | Pile Cap & Stump | Rebar | kg | 9 | Deform Bar, DB10(fy=390 Mpa) | Sub Structure¦Pile Cap & Stump¦Rebar
38 | Civil and Structure | B.03 | Sub Structure | Pile Cap & Stump | Steel Tie Wire | kg | 1 | Steel Tie Wire 1mm (Estimated 4% of Total Rebar Weight) | Sub Structure¦Pile Cap & Stump¦Steel Tie Wire
39 | Civil and Structure | B.03 | Sub Structure | Pile Cap & Stump | Water Stop | m | 1 | PVC Waterbar® V VN 20 (Width 200mm) | Sub Structure¦Pile Cap & Stump¦Water Stop
40 | Civil and Structure | B.03 | Sub Structure | Pile Cap & Stump | Waterproofing | m2 | 3 | Membrance sheet 2mm thk | Sub Structure¦Pile Cap & Stump¦Waterproofing
41 | Civil and Structure | B.03 | Sub Structure | Pile Cap & Stump | Anti-Termite | m2 | 1 | Anti-Termite with Plastic Membrane | Sub Structure¦Pile Cap & Stump¦Anti-Termite
42 | Civil and Structure | B.03 | Sub Structure | Footing / Raft Foundation | Earthwork | m3 | 3 | Soil Backfill | Sub Structure¦Footing / Raft Foundation¦Earthwork
43 | Civil and Structure | B.03 | Sub Structure | Footing / Raft Foundation | Base Preparation | m2 | 1 | Well Soil Compact | Sub Structure¦Footing / Raft Foundation¦Base Preparation
44 | Civil and Structure | B.03 | Sub Structure | Footing / Raft Foundation | Crush Stone | m3 | 2 | Crush Stone 40x60mm 100mm Thk. | Sub Structure¦Footing / Raft Foundation¦Crush Stone
45 | Civil and Structure | B.03 | Sub Structure | Footing / Raft Foundation | Lean Concrete | m3 | 1 | Lean Concrete, 15Mpa (Cylinder) | Sub Structure¦Footing / Raft Foundation¦Lean Concrete
46 | Civil and Structure | B.03 | Sub Structure | Footing / Raft Foundation | Concrete | m3 | 4 | Normal Concrete, 35Mpa (Cylinder), Slump 13+-2.5 | Sub Structure¦Footing / Raft Foundation¦Concrete
47 | Civil and Structure | B.03 | Sub Structure | Footing / Raft Foundation | Formwork | m2 | 2 | Formwork to curved / special shape incl. erection and striking | Sub Structure¦Footing / Raft Foundation¦Formwork
48 | Civil and Structure | B.03 | Sub Structure | Footing / Raft Foundation | Rebar | kg | 9 | Deform Bar, DB10(fy=390 Mpa) | Sub Structure¦Footing / Raft Foundation¦Rebar
49 | Civil and Structure | B.03 | Sub Structure | Footing / Raft Foundation | Steel Tie Wire | kg | 1 | Steel Tie Wire 1mm (Estimated 4% of Total Rebar Weight) | Sub Structure¦Footing / Raft Foundation¦Steel Tie Wire
50 | Civil and Structure | B.03 | Sub Structure | Footing / Raft Foundation | Water Stop | m | 1 | PVC Waterbar® V VN 20 (Width 200mm) | Sub Structure¦Footing / Raft Foundation¦Water Stop
51 | Civil and Structure | B.03 | Sub Structure | Footing / Raft Foundation | Waterproofing | m2 | 3 | Membrance sheet 2mm thk | Sub Structure¦Footing / Raft Foundation¦Waterproofing
52 | Civil and Structure | B.03 | Sub Structure | Footing / Raft Foundation | Anti-Termite | m2 | 1 | Anti-Termite with Plastic Membrane | Sub Structure¦Footing / Raft Foundation¦Anti-Termite
53 | Civil and Structure | B.03 | Sub Structure | Ground Beam / Tie Beam | Earthwork | m3 | 3 | Soil Backfill | Sub Structure¦Ground Beam / Tie Beam¦Earthwork
54 | Civil and Structure | B.03 | Sub Structure | Ground Beam / Tie Beam | Lean Concrete | m3 | 1 | Lean Concrete, 15Mpa (Cylinder) | Sub Structure¦Ground Beam / Tie Beam¦Lean Concrete
55 | Civil and Structure | B.03 | Sub Structure | Ground Beam / Tie Beam | Concrete | m3 | 4 | Normal Concrete, 35Mpa (Cylinder), Slump 13+-2.5 | Sub Structure¦Ground Beam / Tie Beam¦Concrete
56 | Civil and Structure | B.03 | Sub Structure | Ground Beam / Tie Beam | Formwork | m2 | 2 | Formwork to curved / special shape incl. erection and striking | Sub Structure¦Ground Beam / Tie Beam¦Formwork
57 | Civil and Structure | B.03 | Sub Structure | Ground Beam / Tie Beam | Rebar | kg | 9 | Deform Bar, DB10(fy=390 Mpa) | Sub Structure¦Ground Beam / Tie Beam¦Rebar
58 | Civil and Structure | B.03 | Sub Structure | Ground Beam / Tie Beam | Steel Tie Wire | kg | 1 | Steel Tie Wire 1mm (Estimated 4% of Total Rebar Weight) | Sub Structure¦Ground Beam / Tie Beam¦Steel Tie Wire
59 | Civil and Structure | B.03 | Sub Structure | Ground Beam / Tie Beam | Waterproofing | m2 | 3 | Membrance sheet 2mm thk | Sub Structure¦Ground Beam / Tie Beam¦Waterproofing
60 | Civil and Structure | B.03 | Sub Structure | Slab on Grade / Ground Slab | Base Preparation | m2 | 1 | Well Soil Compact | Sub Structure¦Slab on Grade / Ground Slab¦Base Preparation
61 | Civil and Structure | B.03 | Sub Structure | Slab on Grade / Ground Slab | Crush Stone | m3 | 2 | Crush Stone 40x60mm 100mm Thk. | Sub Structure¦Slab on Grade / Ground Slab¦Crush Stone
62 | Civil and Structure | B.03 | Sub Structure | Slab on Grade / Ground Slab | Anti-Termite | m2 | 1 | Anti-Termite with Plastic Membrane | Sub Structure¦Slab on Grade / Ground Slab¦Anti-Termite
63 | Civil and Structure | B.03 | Sub Structure | Slab on Grade / Ground Slab | Vapour Barrier | m2 | 1 | Polyethylene vapour barrier 0.15mm thk. laid with 300mm laps | Sub Structure¦Slab on Grade / Ground Slab¦Vapour Barrier
64 | Civil and Structure | B.03 | Sub Structure | Slab on Grade / Ground Slab | Lean Concrete | m3 | 1 | Lean Concrete, 15Mpa (Cylinder) | Sub Structure¦Slab on Grade / Ground Slab¦Lean Concrete
65 | Civil and Structure | B.03 | Sub Structure | Slab on Grade / Ground Slab | Concrete | m3 | 4 | Normal Concrete, 35Mpa (Cylinder), Slump 13+-2.5 | Sub Structure¦Slab on Grade / Ground Slab¦Concrete
66 | Civil and Structure | B.03 | Sub Structure | Slab on Grade / Ground Slab | Formwork | m2 | 2 | Formwork to curved / special shape incl. erection and striking | Sub Structure¦Slab on Grade / Ground Slab¦Formwork
67 | Civil and Structure | B.03 | Sub Structure | Slab on Grade / Ground Slab | Rebar | kg | 9 | Deform Bar, DB10(fy=390 Mpa) | Sub Structure¦Slab on Grade / Ground Slab¦Rebar
68 | Civil and Structure | B.03 | Sub Structure | Slab on Grade / Ground Slab | Steel Tie Wire | kg | 1 | Steel Tie Wire 1mm (Estimated 4% of Total Rebar Weight) | Sub Structure¦Slab on Grade / Ground Slab¦Steel Tie Wire
69 | Civil and Structure | B.03 | Sub Structure | Slab on Grade / Ground Slab | Waterproofing | m2 | 3 | Membrance sheet 2mm thk | Sub Structure¦Slab on Grade / Ground Slab¦Waterproofing
70 | Civil and Structure | B.03 | Sub Structure | Septic tank | Earthwork | m3 | 3 | Soil Backfill | Sub Structure¦Septic tank¦Earthwork
71 | Civil and Structure | B.03 | Sub Structure | Septic tank | Base Preparation | m2 | 1 | Well Soil Compact | Sub Structure¦Septic tank¦Base Preparation
72 | Civil and Structure | B.03 | Sub Structure | Septic tank | Crush Stone | m3 | 2 | Crush Stone 40x60mm 100mm Thk. | Sub Structure¦Septic tank¦Crush Stone
73 | Civil and Structure | B.03 | Sub Structure | Septic tank | Lean Concrete | m3 | 1 | Lean Concrete, 15Mpa (Cylinder) | Sub Structure¦Septic tank¦Lean Concrete
74 | Civil and Structure | B.03 | Sub Structure | Septic tank | Concrete | m3 | 4 | Normal Concrete, 35Mpa (Cylinder), Slump 13+-2.5 | Sub Structure¦Septic tank¦Concrete
75 | Civil and Structure | B.03 | Sub Structure | Septic tank | Formwork | m2 | 2 | Formwork to curved / special shape incl. erection and striking | Sub Structure¦Septic tank¦Formwork
76 | Civil and Structure | B.03 | Sub Structure | Septic tank | Rebar | kg | 9 | Deform Bar, DB10(fy=390 Mpa) | Sub Structure¦Septic tank¦Rebar
77 | Civil and Structure | B.03 | Sub Structure | Septic tank | Steel Tie Wire | kg | 1 | Steel Tie Wire 1mm (Estimated 4% of Total Rebar Weight) | Sub Structure¦Septic tank¦Steel Tie Wire
78 | Civil and Structure | B.03 | Sub Structure | Septic tank | Water Stop | m | 1 | PVC Waterbar® V VN 20 (Width 200mm) | Sub Structure¦Septic tank¦Water Stop
79 | Civil and Structure | B.03 | Sub Structure | Septic tank | Waterproofing | m2 | 3 | Membrance sheet 2mm thk | Sub Structure¦Septic tank¦Waterproofing
80 | Civil and Structure | B.03 | Sub Structure | Septic tank | Anti-Termite | m2 | 1 | Anti-Termite with Plastic Membrane | Sub Structure¦Septic tank¦Anti-Termite
81 | Civil and Structure | B.03 | Sub Structure | Water Tank / Sump Pit | Earthwork | m3 | 3 | Soil Backfill | Sub Structure¦Water Tank / Sump Pit¦Earthwork
82 | Civil and Structure | B.03 | Sub Structure | Water Tank / Sump Pit | Base Preparation | m2 | 1 | Well Soil Compact | Sub Structure¦Water Tank / Sump Pit¦Base Preparation
83 | Civil and Structure | B.03 | Sub Structure | Water Tank / Sump Pit | Crush Stone | m3 | 2 | Crush Stone 40x60mm 100mm Thk. | Sub Structure¦Water Tank / Sump Pit¦Crush Stone
84 | Civil and Structure | B.03 | Sub Structure | Water Tank / Sump Pit | Lean Concrete | m3 | 1 | Lean Concrete, 15Mpa (Cylinder) | Sub Structure¦Water Tank / Sump Pit¦Lean Concrete
85 | Civil and Structure | B.03 | Sub Structure | Water Tank / Sump Pit | Concrete | m3 | 4 | Normal Concrete, 35Mpa (Cylinder), Slump 13+-2.5 | Sub Structure¦Water Tank / Sump Pit¦Concrete
86 | Civil and Structure | B.03 | Sub Structure | Water Tank / Sump Pit | Formwork | m2 | 2 | Formwork to curved / special shape incl. erection and striking | Sub Structure¦Water Tank / Sump Pit¦Formwork
87 | Civil and Structure | B.03 | Sub Structure | Water Tank / Sump Pit | Rebar | kg | 9 | Deform Bar, DB10(fy=390 Mpa) | Sub Structure¦Water Tank / Sump Pit¦Rebar
88 | Civil and Structure | B.03 | Sub Structure | Water Tank / Sump Pit | Steel Tie Wire | kg | 1 | Steel Tie Wire 1mm (Estimated 4% of Total Rebar Weight) | Sub Structure¦Water Tank / Sump Pit¦Steel Tie Wire
89 | Civil and Structure | B.03 | Sub Structure | Water Tank / Sump Pit | Water Stop | m | 1 | PVC Waterbar® V VN 20 (Width 200mm) | Sub Structure¦Water Tank / Sump Pit¦Water Stop
90 | Civil and Structure | B.03 | Sub Structure | Water Tank / Sump Pit | Waterproofing | m2 | 3 | Membrance sheet 2mm thk | Sub Structure¦Water Tank / Sump Pit¦Waterproofing
91 | Civil and Structure | B.03 | Sub Structure | Water Tank / Sump Pit | Anti-Termite | m2 | 1 | Anti-Termite with Plastic Membrane | Sub Structure¦Water Tank / Sump Pit¦Anti-Termite
92 | Civil and Structure | B.03 | Sub Structure | Lift Pit | Earthwork | m3 | 3 | Soil Backfill | Sub Structure¦Lift Pit¦Earthwork
93 | Civil and Structure | B.03 | Sub Structure | Lift Pit | Lean Concrete | m3 | 1 | Lean Concrete, 15Mpa (Cylinder) | Sub Structure¦Lift Pit¦Lean Concrete
94 | Civil and Structure | B.03 | Sub Structure | Lift Pit | Concrete | m3 | 4 | Normal Concrete, 35Mpa (Cylinder), Slump 13+-2.5 | Sub Structure¦Lift Pit¦Concrete
95 | Civil and Structure | B.03 | Sub Structure | Lift Pit | Formwork | m2 | 2 | Formwork to curved / special shape incl. erection and striking | Sub Structure¦Lift Pit¦Formwork
96 | Civil and Structure | B.03 | Sub Structure | Lift Pit | Rebar | kg | 9 | Deform Bar, DB10(fy=390 Mpa) | Sub Structure¦Lift Pit¦Rebar
97 | Civil and Structure | B.03 | Sub Structure | Lift Pit | Steel Tie Wire | kg | 1 | Steel Tie Wire 1mm (Estimated 4% of Total Rebar Weight) | Sub Structure¦Lift Pit¦Steel Tie Wire
98 | Civil and Structure | B.03 | Sub Structure | Lift Pit | Water Stop | m | 1 | PVC Waterbar® V VN 20 (Width 200mm) | Sub Structure¦Lift Pit¦Water Stop
99 | Civil and Structure | B.03 | Sub Structure | Lift Pit | Waterproofing | m2 | 3 | Membrance sheet 2mm thk | Sub Structure¦Lift Pit¦Waterproofing
100 | Civil and Structure | B.02 | Sub Structure | Basement / Retaining Wall | Earthwork | m3 | 3 | Soil Backfill | Sub Structure¦Basement / Retaining Wall¦Earthwork
101 | Civil and Structure | B.02 | Sub Structure | Basement / Retaining Wall | Concrete | m3 | 4 | Normal Concrete, 35Mpa (Cylinder), Slump 13+-2.5 | Sub Structure¦Basement / Retaining Wall¦Concrete
102 | Civil and Structure | B.02 | Sub Structure | Basement / Retaining Wall | Formwork | m2 | 2 | Formwork to curved / special shape incl. erection and striking | Sub Structure¦Basement / Retaining Wall¦Formwork
103 | Civil and Structure | B.02 | Sub Structure | Basement / Retaining Wall | Rebar | kg | 9 | Deform Bar, DB10(fy=390 Mpa) | Sub Structure¦Basement / Retaining Wall¦Rebar
104 | Civil and Structure | B.02 | Sub Structure | Basement / Retaining Wall | Steel Tie Wire | kg | 1 | Steel Tie Wire 1mm (Estimated 4% of Total Rebar Weight) | Sub Structure¦Basement / Retaining Wall¦Steel Tie Wire
105 | Civil and Structure | B.02 | Sub Structure | Basement / Retaining Wall | Water Stop | m | 1 | PVC Waterbar® V VN 20 (Width 200mm) | Sub Structure¦Basement / Retaining Wall¦Water Stop
106 | Civil and Structure | B.02 | Sub Structure | Basement / Retaining Wall | Waterproofing | m2 | 3 | Membrance sheet 2mm thk | Sub Structure¦Basement / Retaining Wall¦Waterproofing
107 | Civil and Structure | B.02 | Sub Structure | Basement / Retaining Wall | Protection Board | m2 | 1 | Protection board 6mm thk. to waterproofing membrane | Sub Structure¦Basement / Retaining Wall¦Protection Board
108 | Civil and Structure | B.02 | Sub Structure | Basement / Retaining Wall | Drainage Board | m2 | 1 | Dimpled HDPE drainage board with filter fabric | Sub Structure¦Basement / Retaining Wall¦Drainage Board
109 | Civil and Structure | B.04 | Super Structure | Structural Column | Concrete | m3 | 4 | Normal Concrete, 35Mpa (Cylinder), Slump 13+-2.5 | Super Structure¦Structural Column¦Concrete
110 | Civil and Structure | B.04 | Super Structure | Structural Column | Formwork | m2 | 2 | Formwork to curved / special shape incl. erection and striking | Super Structure¦Structural Column¦Formwork
111 | Civil and Structure | B.04 | Super Structure | Structural Column | Rebar | kg | 9 | Deform Bar, DB10(fy=390 Mpa) | Super Structure¦Structural Column¦Rebar
112 | Civil and Structure | B.04 | Super Structure | Structural Column | Steel Tie Wire | kg | 1 | Steel Tie Wire 1mm (Estimated 4% of Total Rebar Weight) | Super Structure¦Structural Column¦Steel Tie Wire
113 | Civil and Structure | B.04 | Super Structure | Structural Column | Column Starter Bar | kg | 1 | Column starter bar incl. bending, fixing and tying | Super Structure¦Structural Column¦Column Starter Bar
114 | Civil and Structure | B.04 | Super Structure | Structural Column | Grouting | Nos | 1 | Non-shrink cementitious grout to base plate / gap | Super Structure¦Structural Column¦Grouting
115 | Civil and Structure | B.04 | Super Structure | Structural Beam | Concrete | m3 | 4 | Normal Concrete, 35Mpa (Cylinder), Slump 13+-2.5 | Super Structure¦Structural Beam¦Concrete
116 | Civil and Structure | B.04 | Super Structure | Structural Beam | Formwork | m2 | 2 | Formwork to curved / special shape incl. erection and striking | Super Structure¦Structural Beam¦Formwork
117 | Civil and Structure | B.04 | Super Structure | Structural Beam | Rebar | kg | 9 | Deform Bar, DB10(fy=390 Mpa) | Super Structure¦Structural Beam¦Rebar
118 | Civil and Structure | B.04 | Super Structure | Structural Beam | Steel Tie Wire | kg | 1 | Steel Tie Wire 1mm (Estimated 4% of Total Rebar Weight) | Super Structure¦Structural Beam¦Steel Tie Wire
119 | Civil and Structure | B.04 | Super Structure | Structural Slab | Concrete | m3 | 4 | Normal Concrete, 35Mpa (Cylinder), Slump 13+-2.5 | Super Structure¦Structural Slab¦Concrete
120 | Civil and Structure | B.04 | Super Structure | Structural Slab | Formwork | m2 | 2 | Formwork to curved / special shape incl. erection and striking | Super Structure¦Structural Slab¦Formwork
121 | Civil and Structure | B.04 | Super Structure | Structural Slab | Rebar | kg | 9 | Deform Bar, DB10(fy=390 Mpa) | Super Structure¦Structural Slab¦Rebar
122 | Civil and Structure | B.04 | Super Structure | Structural Slab | Steel Tie Wire | kg | 1 | Steel Tie Wire 1mm (Estimated 4% of Total Rebar Weight) | Super Structure¦Structural Slab¦Steel Tie Wire
123 | Civil and Structure | B.04 | Super Structure | Structural Slab | Post-Tension Strand | kg | 1 | Post-tension strand incl. duct, anchorage, stressing and grouting | Super Structure¦Structural Slab¦Post-Tension Strand
124 | Civil and Structure | B.04 | Super Structure | Structural Slab | Steel Deck | m2 | 1 | Galvanised steel deck 0.75mm thk. incl. shear stud and end closure | Super Structure¦Structural Slab¦Steel Deck
125 | Civil and Structure | B.04 | Super Structure | Structural Wall | Concrete | m3 | 4 | Normal Concrete, 35Mpa (Cylinder), Slump 13+-2.5 | Super Structure¦Structural Wall¦Concrete
126 | Civil and Structure | B.04 | Super Structure | Structural Wall | Formwork | m2 | 2 | Formwork to curved / special shape incl. erection and striking | Super Structure¦Structural Wall¦Formwork
127 | Civil and Structure | B.04 | Super Structure | Structural Wall | Rebar | kg | 9 | Deform Bar, DB10(fy=390 Mpa) | Super Structure¦Structural Wall¦Rebar
128 | Civil and Structure | B.04 | Super Structure | Structural Wall | Steel Tie Wire | kg | 1 | Steel Tie Wire 1mm (Estimated 4% of Total Rebar Weight) | Super Structure¦Structural Wall¦Steel Tie Wire
129 | Civil and Structure | B.04 | Super Structure | Structural Wall | Water Stop | m | 1 | PVC Waterbar® V VN 20 (Width 200mm) | Super Structure¦Structural Wall¦Water Stop
130 | Civil and Structure | B.04 | Super Structure | Structural Staircase | Concrete | m3 | 4 | Normal Concrete, 35Mpa (Cylinder), Slump 13+-2.5 | Super Structure¦Structural Staircase¦Concrete
131 | Civil and Structure | B.04 | Super Structure | Structural Staircase | Formwork | m2 | 2 | Formwork to curved / special shape incl. erection and striking | Super Structure¦Structural Staircase¦Formwork
132 | Civil and Structure | B.04 | Super Structure | Structural Staircase | Rebar | kg | 9 | Deform Bar, DB10(fy=390 Mpa) | Super Structure¦Structural Staircase¦Rebar
133 | Civil and Structure | B.04 | Super Structure | Structural Staircase | Steel Tie Wire | kg | 1 | Steel Tie Wire 1mm (Estimated 4% of Total Rebar Weight) | Super Structure¦Structural Staircase¦Steel Tie Wire
134 | Civil and Structure | B.04 | Super Structure | Parapet wall & Stiffener Column | Concrete | m3 | 4 | Normal Concrete, 35Mpa (Cylinder), Slump 13+-2.5 | Super Structure¦Parapet wall & Stiffener Column¦Concrete
135 | Civil and Structure | B.04 | Super Structure | Parapet wall & Stiffener Column | Formwork | m2 | 2 | Formwork to curved / special shape incl. erection and striking | Super Structure¦Parapet wall & Stiffener Column¦Formwork
136 | Civil and Structure | B.04 | Super Structure | Parapet wall & Stiffener Column | Rebar | kg | 9 | Deform Bar, DB10(fy=390 Mpa) | Super Structure¦Parapet wall & Stiffener Column¦Rebar
137 | Civil and Structure | B.04 | Super Structure | Parapet wall & Stiffener Column | Steel Tie Wire | kg | 1 | Steel Tie Wire 1mm (Estimated 4% of Total Rebar Weight) | Super Structure¦Parapet wall & Stiffener Column¦Steel Tie Wire
138 | Civil and Structure | B.04 | Super Structure | Lift Core / Shear Core | Concrete | m3 | 4 | Normal Concrete, 35Mpa (Cylinder), Slump 13+-2.5 | Super Structure¦Lift Core / Shear Core¦Concrete
139 | Civil and Structure | B.04 | Super Structure | Lift Core / Shear Core | Formwork | m2 | 2 | Formwork to curved / special shape incl. erection and striking | Super Structure¦Lift Core / Shear Core¦Formwork
140 | Civil and Structure | B.04 | Super Structure | Lift Core / Shear Core | Rebar | kg | 9 | Deform Bar, DB10(fy=390 Mpa) | Super Structure¦Lift Core / Shear Core¦Rebar
141 | Civil and Structure | B.04 | Super Structure | Lift Core / Shear Core | Steel Tie Wire | kg | 1 | Steel Tie Wire 1mm (Estimated 4% of Total Rebar Weight) | Super Structure¦Lift Core / Shear Core¦Steel Tie Wire
142 | Civil and Structure | B.04 | Super Structure | Lift Core / Shear Core | Water Stop | m | 1 | PVC Waterbar® V VN 20 (Width 200mm) | Super Structure¦Lift Core / Shear Core¦Water Stop
143 | Civil and Structure | B.04 | Super Structure | Ramp | Concrete | m3 | 4 | Normal Concrete, 35Mpa (Cylinder), Slump 13+-2.5 | Super Structure¦Ramp¦Concrete
144 | Civil and Structure | B.04 | Super Structure | Ramp | Formwork | m2 | 2 | Formwork to curved / special shape incl. erection and striking | Super Structure¦Ramp¦Formwork
145 | Civil and Structure | B.04 | Super Structure | Ramp | Rebar | kg | 9 | Deform Bar, DB10(fy=390 Mpa) | Super Structure¦Ramp¦Rebar
146 | Civil and Structure | B.04 | Super Structure | Ramp | Steel Tie Wire | kg | 1 | Steel Tie Wire 1mm (Estimated 4% of Total Rebar Weight) | Super Structure¦Ramp¦Steel Tie Wire
147 | Civil and Structure | B.04 | Super Structure | Structural Steel | Steel Section / Beam | kg | 1 | Structural steel section (H/I beam) SS400 incl. fabrication and erection | Super Structure¦Structural Steel¦Steel Section / Beam
148 | Civil and Structure | B.04 | Super Structure | Structural Steel | U steel | kg | 1 | U-50*100*5mm | Super Structure¦Structural Steel¦U steel
149 | Civil and Structure | B.04 | Super Structure | Structural Steel | Hollow steel tube | kg | 1 | Tub-50*100*2mm | Super Structure¦Structural Steel¦Hollow steel tube
150 | Civil and Structure | B.04 | Super Structure | Structural Steel | Purlin | kg | 1 | Steel purlin C-channel incl. fabrication, erection and fixing | Super Structure¦Structural Steel¦Purlin
151 | Civil and Structure | B.04 | Super Structure | Structural Steel | Sag rod | kg | 1 | Sag rod 12mm | Super Structure¦Structural Steel¦Sag rod
152 | Civil and Structure | B.04 | Super Structure | Structural Steel | Bracing | kg | 1 | Steel bracing member incl. fabrication, erection and connection | Super Structure¦Structural Steel¦Bracing
153 | Civil and Structure | B.04 | Super Structure | Structural Steel | Base Plate | kg | 1 | Steel base plate incl. drilling, welding and levelling | Super Structure¦Structural Steel¦Base Plate
154 | Civil and Structure | B.04 | Super Structure | Structural Steel | Steel plate | kg | 1 | Steel plate 200x230x12mm | Super Structure¦Structural Steel¦Steel plate
155 | Civil and Structure | B.04 | Super Structure | Structural Steel | J bolt | Nos | 1 | J bolt M12, L=600mm, grade 5.6 | Super Structure¦Structural Steel¦J bolt
156 | Civil and Structure | B.04 | Super Structure | Structural Steel | Anchor Bolt | Nos | 1 | Anchor bolt incl. template, setting and grouting | Super Structure¦Structural Steel¦Anchor Bolt
157 | Civil and Structure | B.04 | Super Structure | Structural Steel | Bolt & Nut | Nos | 1 | High tensile bolt, nut and washer grade 8.8 | Super Structure¦Structural Steel¦Bolt & Nut
158 | Civil and Structure | B.04 | Super Structure | Structural Steel | Welding | m | 1 | Site welding incl. electrode, preparation and testing | Super Structure¦Structural Steel¦Welding
159 | Civil and Structure | B.04 | Super Structure | Structural Steel | Painting / Galvanizing | m2 | 2 | Anti-corrosive primer and 2 coats finish paint to steelwork | Super Structure¦Structural Steel¦Painting / Galvanizing
160 | Civil and Structure | B.04 | Super Structure | Structural Steel | Fire Proofing | m2 | 1 | Intumescent fire protection coating to steelwork, 2 hour rating | Super Structure¦Structural Steel¦Fire Proofing
161 | Civil and Structure | B.04 | Super Structure | Roof Structure / Truss | Truss | kg | 1 | Steel roof truss incl. fabrication, erection and connection | Super Structure¦Roof Structure / Truss¦Truss
162 | Civil and Structure | B.04 | Super Structure | Roof Structure / Truss | Purlin | kg | 1 | Steel purlin C-channel incl. fabrication, erection and fixing | Super Structure¦Roof Structure / Truss¦Purlin
163 | Civil and Structure | B.04 | Super Structure | Roof Structure / Truss | Sag rod | kg | 1 | Sag rod 12mm | Super Structure¦Roof Structure / Truss¦Sag rod
164 | Civil and Structure | B.04 | Super Structure | Roof Structure / Truss | Bracing | kg | 1 | Steel bracing member incl. fabrication, erection and connection | Super Structure¦Roof Structure / Truss¦Bracing
165 | Civil and Structure | B.04 | Super Structure | Roof Structure / Truss | Zinc sheet | m2 | 1 | Zinc sheet 0.4mm | Super Structure¦Roof Structure / Truss¦Zinc sheet
166 | Civil and Structure | B.04 | Super Structure | Roof Structure / Truss | Flashing | m | 1 | Flashing cover roof | Super Structure¦Roof Structure / Truss¦Flashing
167 | Civil and Structure | B.04 | Super Structure | Roof Structure / Truss | Anchor Bolt | Nos | 1 | Anchor bolt incl. template, setting and grouting | Super Structure¦Roof Structure / Truss¦Anchor Bolt
168 | Civil and Structure | B.04 | Super Structure | Roof Structure / Truss | Painting / Galvanizing | m2 | 2 | Anti-corrosive primer and 2 coats finish paint to steelwork | Super Structure¦Roof Structure / Truss¦Painting / Galvanizing
169 | Civil and Structure | B.04 | Super Structure | Testing & Quality Control | Concrete Testing | Nos | 1 | Concrete cube / cylinder test as per specification | Super Structure¦Testing & Quality Control¦Concrete Testing
170 | Civil and Structure | B.04 | Super Structure | Testing & Quality Control | Rebar Testing | Nos | 1 | Rebar Testing as per Specification | Super Structure¦Testing & Quality Control¦Rebar Testing
171 | Civil and Structure | B.04 | Super Structure | Testing & Quality Control | Non-Destructive Test | Nos | 1 | Non-destructive test (rebound hammer / ultrasonic) as per specification | Super Structure¦Testing & Quality Control¦Non-Destructive Test
172 | Civil and Structure | B.04 | Super Structure | Testing & Quality Control | Survey & As-Built | Lot | 1 | Setting out, survey and as-built record | Super Structure¦Testing & Quality Control¦Survey & As-Built
173 | Architecture | C.01 | Exterior Wall and Partition | Hollow clay brick | Hollow clay brick 100mm Thk. | m2 | 1 | Hollow clay brick, thickness 100mm, laid in cement:sand mortar 1:4 | Exterior Wall and Partition¦Hollow clay brick¦Hollow clay brick 100mm Thk.
174 | Architecture | C.01 | Exterior Wall and Partition | Hollow clay brick | Hollow clay brick 200mm Thk. | m2 | 1 | Hollow clay brick (80x80x180)mm, thickness 200mm Thk. | Exterior Wall and Partition¦Hollow clay brick¦Hollow clay brick 200mm Thk.
175 | Architecture | C.01 | Exterior Wall and Partition | Hollow clay brick | Hollow clay brick 400mm Thk. | m2 | 1 | Hollow clay brick (80x80x180)mm, thickness 400mm Thk. | Exterior Wall and Partition¦Hollow clay brick¦Hollow clay brick 400mm Thk.
176 | Architecture | C.01 | Exterior Wall and Partition | Hollow clay brick | Hollow clay brick 500mm Thk. | m2 | 1 | Hollow clay brick (80x80x180)mm, thickness 500mm Thk. | Exterior Wall and Partition¦Hollow clay brick¦Hollow clay brick 500mm Thk.
177 | Architecture | C.01 | Exterior Wall and Partition | Hollow clay brick | Hollow clay brick 800mm Thk. | m2 | 1 | Hollow clay brick (80x80x180)mm, thickness 800mm Thk. | Exterior Wall and Partition¦Hollow clay brick¦Hollow clay brick 800mm Thk.
178 | Architecture | C.01 | Exterior Wall and Partition | Concrete block | Concrete block 100mm Thk. | m2 | 1 | concrete block, thickness 100mm, laid in cement:sand mortar 1:4 | Exterior Wall and Partition¦Concrete block¦Concrete block 100mm Thk.
179 | Architecture | C.01 | Exterior Wall and Partition | Concrete block | Concrete block 150mm Thk. | m2 | 1 | concrete block, thickness 150mm, laid in cement:sand mortar 1:4 | Exterior Wall and Partition¦Concrete block¦Concrete block 150mm Thk.
180 | Architecture | C.01 | Exterior Wall and Partition | Concrete block | Concrete block 200mm Thk. | m2 | 1 | concrete block, thickness 200mm, laid in cement:sand mortar 1:4 | Exterior Wall and Partition¦Concrete block¦Concrete block 200mm Thk.
181 | Architecture | C.01 | Exterior Wall and Partition | AAC block | AAC block 100mm Thk. | m2 | 1 | AAC lightweight block 100mm thk. laid in thin-bed adhesive mortar | Exterior Wall and Partition¦AAC block¦AAC block 100mm Thk.
182 | Architecture | C.01 | Exterior Wall and Partition | AAC block | AAC block 150mm Thk. | m2 | 1 | AAC lightweight block 150mm thk. laid in thin-bed adhesive mortar | Exterior Wall and Partition¦AAC block¦AAC block 150mm Thk.
183 | Architecture | C.01 | Exterior Wall and Partition | AAC block | AAC block 200mm Thk. | m2 | 1 | AAC lightweight block 200mm thk. laid in thin-bed adhesive mortar | Exterior Wall and Partition¦AAC block¦AAC block 200mm Thk.
184 | Architecture | C.01 | Exterior Wall and Partition | Precast concrete panel | Precast wall panel | m2 | 1 | Precast concrete wall panel incl. lifting, setting and jointing | Exterior Wall and Partition¦Precast concrete panel¦Precast wall panel
185 | Architecture | C.01 | Exterior Wall and Partition | Precast concrete panel | Panel jointing & sealant | m | 1 | Panel joint backer rod and weatherproof silicone sealant | Exterior Wall and Partition¦Precast concrete panel¦Panel jointing & sealant
186 | Architecture | C.01 | Exterior Wall and Partition | External façade | External façade | m2 | 2 | concrete block | Exterior Wall and Partition¦External façade¦External façade
187 | Architecture | C.01 | Exterior Wall and Partition | External façade | Curtain wall | m2 | 1 | Aluminium curtain wall system with 8mm tempered glass incl. framing and sealant | Exterior Wall and Partition¦External façade¦Curtain wall
188 | Architecture | C.01 | Exterior Wall and Partition | External façade | Aluminium composite panel | m2 | 1 | Aluminium composite panel 4mm, PVDF finish, incl. sub-frame and sealant | Exterior Wall and Partition¦External façade¦Aluminium composite panel
189 | Architecture | C.01 | Exterior Wall and Partition | External façade | Louver screen | m2 | 1 | Aluminium louver screen incl. sub-frame and fixing | Exterior Wall and Partition¦External façade¦Louver screen
190 | Architecture | C.02 | Exterior Wall Finishes | Plastering | Plastering | m2 | 2 | 20mm cement plaster | Exterior Wall Finishes¦Plastering¦Plastering
191 | Architecture | C.02 | Exterior Wall Finishes | Plastering | Skim coat | m2 | 1 | Skim coat, 2 coats, sanded ready to receive paint | Exterior Wall Finishes¦Plastering¦Skim coat
192 | Architecture | C.02 | Exterior Wall Finishes | Plastering | Molding / Cornice | m | 1 | Cement molding / cornice incl. forming and finishing | Exterior Wall Finishes¦Plastering¦Molding / Cornice
193 | Architecture | C.02 | Exterior Wall Finishes | Painting | Painting | m2 | 3 | Painting | Exterior Wall Finishes¦Painting¦Painting
194 | Architecture | C.02 | Exterior Wall Finishes | Painting | Primer coat | m2 | 1 | Alkali resistant primer, 1 coat | Exterior Wall Finishes¦Painting¦Primer coat
195 | Architecture | C.02 | Exterior Wall Finishes | Painting | Weather-shield coating | m2 | 1 | Weather-shield exterior coating, primer + 2 coats | Exterior Wall Finishes¦Painting¦Weather-shield coating
196 | Architecture | C.02 | Exterior Wall Finishes | Wall tiling | Wall tiling | m2 | 1 | Wall tile Size 0.6x0.6m,Height 1.2m, at cooridor | Exterior Wall Finishes¦Wall tiling¦Wall tiling
197 | Architecture | C.02 | Exterior Wall Finishes | Wall tiling | Stone cladding | m2 | 1 | Natural stone cladding incl. adhesive, anchor and pointing | Exterior Wall Finishes¦Wall tiling¦Stone cladding
198 | Architecture | C.02 | Exterior Wall Finishes | Expansion joint | Expansion joint | m | 1 | Expansion joint incl. backer rod, sealant and cover profile | Exterior Wall Finishes¦Expansion joint¦Expansion joint
199 | Architecture | C.02 | Exterior Wall Finishes | Expansion joint | Sealant | m | 1 | Weatherproof silicone sealant incl. backer rod | Exterior Wall Finishes¦Expansion joint¦Sealant
200 | Architecture | C.03 | Exterior Door | Steel Door | Steel Door | Nos | 1 | Steel Door, W:900,H:2100mm incl. frame, ironmongery and painting | Exterior Door¦Steel Door¦Steel Door
201 | Architecture | C.03 | Exterior Door | Steel Door | Fire rated steel door | Nos | 1 | Fire rated steel door 2 hour incl. frame, closer and panic bar | Exterior Door¦Steel Door¦Fire rated steel door
202 | Architecture | C.03 | Exterior Door | Aluminium door | Aluminium door | Nos | 1 | Aluminium framed door with 6mm tempered glass incl. ironmongery | Exterior Door¦Aluminium door¦Aluminium door
203 | Architecture | C.03 | Exterior Door | Aluminium door | Aluminium sliding door | Nos | 1 | Aluminium sliding door with 6mm tempered glass incl. track and ironmongery | Exterior Door¦Aluminium door¦Aluminium sliding door
204 | Architecture | C.03 | Exterior Door | Glass door | Frameless glass door | Nos | 1 | Frameless tempered glass door 12mm incl. floor spring and patch fitting | Exterior Door¦Glass door¦Frameless glass door
205 | Architecture | C.03 | Exterior Door | Glass door | Framed glass door | Nos | 1 | Aluminium framed glass door incl. ironmongery | Exterior Door¦Glass door¦Framed glass door
206 | Architecture | C.03 | Exterior Door | Rolling shutter | Rolling shutter | m2 | 1 | Galvanised steel rolling shutter incl. guide rail and lock | Exterior Door¦Rolling shutter¦Rolling shutter
207 | Architecture | C.03 | Exterior Door | Rolling shutter | Motor & control | Nos | 1 | Roller shutter motor and control panel incl. wiring | Exterior Door¦Rolling shutter¦Motor & control
208 | Architecture | C.03 | Exterior Door | Door ironmongery | Lockset | Nos | 1 | Mortice lockset, stainless steel lever handle | Exterior Door¦Door ironmongery¦Lockset
209 | Architecture | C.03 | Exterior Door | Door ironmongery | Door closer | Nos | 1 | Overhead door closer, adjustable | Exterior Door¦Door ironmongery¦Door closer
210 | Architecture | C.03 | Exterior Door | Door ironmongery | Hinge | Nos | 1 | Stainless steel butt hinge 100mm | Exterior Door¦Door ironmongery¦Hinge
211 | Architecture | C.03 | Exterior Door | Door ironmongery | Door stopper | Nos | 1 | Floor / wall mounted door stopper | Exterior Door¦Door ironmongery¦Door stopper
212 | Architecture | C.04 | Exterior Window and Louver | Glass Window | Glass Window | Nos | 10 | Internal Fix Windoor (L:1200,H:500)mm & Slide window (L:1200,H:1000)mm | Exterior Window and Louver¦Glass Window¦Glass Window
213 | Architecture | C.04 | Exterior Window and Louver | Glass Window | Fixed glass window | m2 | 1 | Fixed aluminium window with 6mm tempered glass incl. sealant | Exterior Window and Louver¦Glass Window¦Fixed glass window
214 | Architecture | C.04 | Exterior Window and Louver | Glass Window | Sliding glass window | m2 | 1 | Sliding aluminium window with 6mm tempered glass incl. track and lock | Exterior Window and Louver¦Glass Window¦Sliding glass window
215 | Architecture | C.04 | Exterior Window and Louver | Glass Window | Casement window | m2 | 1 | Casement aluminium window with 6mm glass incl. friction stay | Exterior Window and Louver¦Glass Window¦Casement window
216 | Architecture | C.04 | Exterior Window and Louver | Aluminium louver | Aluminium louver | m2 | 1 | Aluminium louver incl. frame and fixing | Exterior Window and Louver¦Aluminium louver¦Aluminium louver
217 | Architecture | C.04 | Exterior Window and Louver | Aluminium louver | Steel louver | m2 | 1 | Steel louver incl. frame, fixing and painting | Exterior Window and Louver¦Aluminium louver¦Steel louver
218 | Architecture | C.04 | Exterior Window and Louver | Window accessories | Window fence / grille | m2 | 1 | Steel window grille incl. painting and fixing | Exterior Window and Louver¦Window accessories¦Window fence / grille
219 | Architecture | C.04 | Exterior Window and Louver | Window accessories | Mosquito screen | m2 | 1 | Aluminium frame mosquito / insect screen | Exterior Window and Louver¦Window accessories¦Mosquito screen
220 | Architecture | C.04 | Exterior Window and Louver | Window accessories | Sealant | m | 1 | Weatherproof silicone sealant incl. backer rod | Exterior Window and Louver¦Window accessories¦Sealant
221 | Architecture | C.04 | Exterior Window and Louver | Window accessories | Window sill | m | 1 | Cement / stone window sill incl. forming and finishing | Exterior Window and Louver¦Window accessories¦Window sill
222 | Architecture | C.05 | Exterior floor | Screeding | Screeding | m2 | 1 | Cement:sand screed 1:3, 40mm thk. steel trowel finish | Exterior floor¦Screeding¦Screeding
223 | Architecture | C.05 | Exterior floor | Screeding | Floor hardener | m2 | 1 | Non-metallic floor hardener 3kg/m2 incl. power trowel finish | Exterior floor¦Screeding¦Floor hardener
224 | Architecture | C.05 | Exterior floor | Floor tiling | Floor tiling | m2 | 2 | Floor tile Size 0.3x0.3m incl. adhesive and grout | Exterior floor¦Floor tiling¦Floor tiling
225 | Architecture | C.05 | Exterior floor | Floor tiling | Anti-slip tile | m2 | 1 | Anti-slip ceramic tile incl. adhesive and grout | Exterior floor¦Floor tiling¦Anti-slip tile
226 | Architecture | C.05 | Exterior floor | Waterproofing | Waterproofing | m2 | 3 | Membrance sheet 2mm thk | Exterior floor¦Waterproofing¦Waterproofing
227 | Architecture | C.05 | Exterior floor | Waterproofing | Protection screed | m2 | 1 | Protection screed 40mm thk. to waterproofing membrane | Exterior floor¦Waterproofing¦Protection screed
228 | Architecture | C.06 | Exterior soffit | Soffit finishes | Plastering | m2 | 2 | 20mm cement plaster | Exterior soffit¦Soffit finishes¦Plastering
229 | Architecture | C.06 | Exterior soffit | Soffit finishes | Painting | m2 | 3 | Painting | Exterior soffit¦Soffit finishes¦Painting
230 | Architecture | C.06 | Exterior soffit | Soffit finishes | Soffit cladding | m2 | 1 | Soffit cladding board incl. sub-frame and jointing | Exterior soffit¦Soffit finishes¦Soffit cladding
231 | Architecture | C.07 | Exterior Stair Ramp | Stair & Ramp finishes | Stair tread & riser finish | m2 | 1 | Stair tread and riser tile / stone finish incl. adhesive | Exterior Stair Ramp¦Stair & Ramp finishes¦Stair tread & riser finish
232 | Architecture | C.07 | Exterior Stair Ramp | Stair & Ramp finishes | Ramp finish | m2 | 1 | Ramp anti-slip floor finish incl. adhesive and grout | Exterior Stair Ramp¦Stair & Ramp finishes¦Ramp finish
233 | Architecture | C.07 | Exterior Stair Ramp | Stair & Ramp finishes | Stair nosing | m | 1 | Aluminium stair nosing with anti-slip insert | Exterior Stair Ramp¦Stair & Ramp finishes¦Stair nosing
234 | Architecture | C.07 | Exterior Stair Ramp | Stair & Ramp finishes | Tactile paving | m2 | 1 | Tactile warning paving for accessibility incl. adhesive | Exterior Stair Ramp¦Stair & Ramp finishes¦Tactile paving
235 | Architecture | C.07 | Exterior Stair Ramp | Handrail & Balustrade | Handrail | m | 1 | Steel handrail with paiting H=1m | Exterior Stair Ramp¦Handrail & Balustrade¦Handrail
236 | Architecture | C.07 | Exterior Stair Ramp | Handrail & Balustrade | Balustrade | m | 1 | Stainless steel / glass balustrade H=1.1m incl. fixing | Exterior Stair Ramp¦Handrail & Balustrade¦Balustrade
237 | Architecture | C.07 | Exterior Stair Ramp | Handrail & Balustrade | Guard rail | m | 1 | Steel guard rail incl. fabrication, painting and fixing | Exterior Stair Ramp¦Handrail & Balustrade¦Guard rail
238 | Architecture | C.08 | Roofing | Roof covering | Metal roof sheet | m2 | 1 | Metal roof sheet 0.47mm thk. colour coated incl. fixing accessories | Roofing¦Roof covering¦Metal roof sheet
239 | Architecture | C.08 | Roofing | Roof covering | Roof tile | m2 | 1 | Concrete / clay roof tile incl. batten, ridge and fixing | Roofing¦Roof covering¦Roof tile
240 | Architecture | C.08 | Roofing | Roof covering | Translucent sheet | m2 | 1 | Translucent polycarbonate roof sheet incl. fixing | Roofing¦Roof covering¦Translucent sheet
241 | Architecture | C.08 | Roofing | Roof covering | Ridge cap | m | 1 | Colour coated ridge cap incl. sealing and fixing | Roofing¦Roof covering¦Ridge cap
242 | Architecture | C.08 | Roofing | Roof waterproofing & insulation | Waterproofing membrane | m2 | 1 | Torch-on bituminous waterproofing membrane 3mm incl. primer and up-turn | Roofing¦Roof waterproofing & insulation¦Waterproofing membrane
243 | Architecture | C.08 | Roofing | Roof waterproofing & insulation | Thermal insulation | m2 | 1 | Roof thermal insulation, glasswool 50mm with foil facing | Roofing¦Roof waterproofing & insulation¦Thermal insulation
244 | Architecture | C.08 | Roofing | Roof waterproofing & insulation | Vapour barrier | m2 | 1 | Vapour barrier; supply and install complete incl. all accessories, jointing and making good. | Roofing¦Roof waterproofing & insulation¦Vapour barrier
245 | Architecture | C.08 | Roofing | Roof waterproofing & insulation | Protection screed | m2 | 1 | Protection screed 40mm thk. to waterproofing membrane | Roofing¦Roof waterproofing & insulation¦Protection screed
246 | Architecture | C.08 | Roofing | Roof drainage | Gutter | m | 1 | Colour coated metal gutter incl. bracket and outlet | Roofing¦Roof drainage¦Gutter
247 | Architecture | C.08 | Roofing | Roof drainage | Downpipe | m | 1 | uPVC downpipe incl. bracket, bend and shoe | Roofing¦Roof drainage¦Downpipe
248 | Architecture | C.08 | Roofing | Roof drainage | Roof drain | Nos | 1 | Cast iron / uPVC roof drain with dome grating | Roofing¦Roof drainage¦Roof drain
249 | Architecture | C.08 | Roofing | Roof drainage | Flashing | m | 1 | Flashing cover roof | Roofing¦Roof drainage¦Flashing
250 | Architecture | C.08 | Roofing | Roof accessories | Skylight | m2 | 1 | Skylight with laminated glass incl. aluminium frame and flashing | Roofing¦Roof accessories¦Skylight
251 | Architecture | C.08 | Roofing | Roof accessories | Roof access hatch | Nos | 1 | Roof access hatch incl. frame, cover and lock | Roofing¦Roof accessories¦Roof access hatch
252 | Architecture | C.08 | Roofing | Roof accessories | Roof ladder | Nos | 1 | Steel cat ladder incl. safety hoop and painting | Roofing¦Roof accessories¦Roof ladder
253 | Architecture | C.08 | Roofing | Roof accessories | Lightning terminal base | Nos | 1 | Lightning air terminal base incl. fixing to roof structure | Roofing¦Roof accessories¦Lightning terminal base
254 | Architecture | C.09 | Interior Wall and Partition | Hollow clay brick | Hollow clay brick 100mm Thk. | m2 | 1 | Hollow clay brick (80x80x180)mm, thickness 100mm Thk. | Interior Wall and Partition¦Hollow clay brick¦Hollow clay brick 100mm Thk.
255 | Architecture | C.09 | Interior Wall and Partition | Hollow clay brick | Hollow clay brick 200mm Thk. | m2 | 1 | Hollow clay brick, thickness 200mm, laid in cement:sand mortar 1:4 | Interior Wall and Partition¦Hollow clay brick¦Hollow clay brick 200mm Thk.
256 | Architecture | C.09 | Interior Wall and Partition | Dry wall partition | Gypsum board partition | m2 | 1 | Gypsum board partition 2x12mm both sides on 76mm metal stud incl. jointing | Interior Wall and Partition¦Dry wall partition¦Gypsum board partition
257 | Architecture | C.09 | Interior Wall and Partition | Dry wall partition | Cement board partition | m2 | 1 | Fibre cement board partition 2x9mm both sides on metal stud incl. jointing | Interior Wall and Partition¦Dry wall partition¦Cement board partition
258 | Architecture | C.09 | Interior Wall and Partition | Dry wall partition | Metal stud framing | m2 | 1 | Galvanised metal stud and track framing at 600mm c/c | Interior Wall and Partition¦Dry wall partition¦Metal stud framing
259 | Architecture | C.09 | Interior Wall and Partition | Dry wall partition | Acoustic infill | m2 | 1 | Rockwool acoustic infill 50mm thk. density 60kg/m3 to partition cavity | Interior Wall and Partition¦Dry wall partition¦Acoustic infill
260 | Architecture | C.09 | Interior Wall and Partition | Glass partition | Frameless glass partition | m2 | 1 | Frameless tempered glass partition 12mm thk. incl. patch fitting and sealant | Interior Wall and Partition¦Glass partition¦Frameless glass partition
261 | Architecture | C.09 | Interior Wall and Partition | Glass partition | Framed glass partition | m2 | 1 | Aluminium framed glass partition with 8mm tempered glass | Interior Wall and Partition¦Glass partition¦Framed glass partition
262 | Architecture | C.09 | Interior Wall and Partition | Toilet cubicle | Toilet cubicle | Nos | 1 | Toilet cubicle, compact laminate 12mm thk. incl. door, hardware and pilaster | Interior Wall and Partition¦Toilet cubicle¦Toilet cubicle
263 | Architecture | C.09 | Interior Wall and Partition | Toilet cubicle | Urinal divider | Nos | 1 | Urinal divider, compact laminate 12mm thk. incl. bracket | Interior Wall and Partition¦Toilet cubicle¦Urinal divider
264 | Architecture | C.09 | Interior Wall and Partition | Handrail | Handrail | m | 1 | Steel handrail with paiting H=1m | Interior Wall and Partition¦Handrail¦Handrail
265 | Architecture | C.09 | Interior Wall and Partition | Handrail | Handrail on staircase | m | 1 | Steel handrail with paiting Handrail on staircase, H=1m | Interior Wall and Partition¦Handrail¦Handrail on staircase
266 | Architecture | C.09 | Interior Wall and Partition | Handrail | Wall guard rail | m | 1 | Wall mounted guard rail / crash rail incl. bracket and fixing | Interior Wall and Partition¦Handrail¦Wall guard rail
267 | Architecture | C.10 | Interior Doors | Wood door | Wood door | Nos | 6 | Wood door size (L:1600,H:2100,W:500)mm | Interior Doors¦Wood door¦Wood door
268 | Architecture | C.10 | Interior Doors | Wood door | Solid core wood door | Nos | 1 | Solid core timber door with laminate finish incl. frame and ironmongery | Interior Doors¦Wood door¦Solid core wood door
269 | Architecture | C.10 | Interior Doors | PVC door | PVC door | Nos | 6 | PVC door size (L:750,H:2000,W:400)mm | Interior Doors¦PVC door¦PVC door
270 | Architecture | C.10 | Interior Doors | Steel Door | Steel Door | Nos | 2 | Steel door size (L:880,H:2100,W:400)mm | Interior Doors¦Steel Door¦Steel Door
271 | Architecture | C.10 | Interior Doors | Steel Door | Fire rated door | Nos | 1 | Fire rated door 1 hour, steel, incl. frame, closer and ironmongery | Interior Doors¦Steel Door¦Fire rated door
272 | Architecture | C.10 | Interior Doors | Aluminium / Glass door | Aluminium door | Nos | 1 | Aluminium framed door with 6mm tempered glass incl. ironmongery | Interior Doors¦Aluminium / Glass door¦Aluminium door
273 | Architecture | C.10 | Interior Doors | Aluminium / Glass door | Glass door | Nos | 1 | Tempered glass door 12mm thk. incl. patch fitting and floor spring | Interior Doors¦Aluminium / Glass door¦Glass door
274 | Architecture | C.10 | Interior Doors | Door ironmongery | Lockset | Nos | 1 | Mortice lockset, stainless steel lever handle | Interior Doors¦Door ironmongery¦Lockset
275 | Architecture | C.10 | Interior Doors | Door ironmongery | Door closer | Nos | 1 | Overhead door closer, adjustable | Interior Doors¦Door ironmongery¦Door closer
276 | Architecture | C.10 | Interior Doors | Door ironmongery | Hinge | Nos | 1 | Stainless steel butt hinge 100mm | Interior Doors¦Door ironmongery¦Hinge
277 | Architecture | C.10 | Interior Doors | Door ironmongery | Door stopper | Nos | 1 | Floor / wall mounted door stopper | Interior Doors¦Door ironmongery¦Door stopper
278 | Architecture | C.10 | Interior Doors | Door ironmongery | Panic bar | Nos | 1 | Panic exit device / push bar to fire escape door | Interior Doors¦Door ironmongery¦Panic bar
279 | Architecture | C.10 | Interior Doors | Interior window / louver | Interior glass window | Nos | 1 | Interior aluminium framed glass window with 6mm glass | Interior Doors¦Interior window / louver¦Interior glass window
280 | Architecture | C.10 | Interior Doors | Interior window / louver | Interior louver | m2 | 1 | Interior aluminium louver incl. frame | Interior Doors¦Interior window / louver¦Interior louver
281 | Architecture | C.11 | Special installation | Gas installation | LPG gas system | Lot | 1 | LPG gas piping system incl. regulator, valve and testing | Special installation¦Gas installation¦LPG gas system
282 | Architecture | C.11 | Special installation | Gas installation | Laboratory gas outlet | Nos | 1 | Laboratory gas outlet point incl. piping, valve and testing | Special installation¦Gas installation¦Laboratory gas outlet
283 | Architecture | D.01 | Interior Wall Finishes | Plastering | Plastering | m2 | 2 | 20mm cement plaster | Interior Wall Finishes¦Plastering¦Plastering
284 | Architecture | D.01 | Interior Wall Finishes | Plastering | Skim coat | m2 | 1 | Skim coat, 2 coats, sanded ready to receive paint | Interior Wall Finishes¦Plastering¦Skim coat
285 | Architecture | D.01 | Interior Wall Finishes | Painting | Painting | m2 | 3 | Painting | Interior Wall Finishes¦Painting¦Painting
286 | Architecture | D.01 | Interior Wall Finishes | Painting | Primer coat | m2 | 1 | Alkali resistant primer, 1 coat | Interior Wall Finishes¦Painting¦Primer coat
287 | Architecture | D.01 | Interior Wall Finishes | Wall tiling | Wall tiling | m2 | 1 | Wall tile Size 0.6x0.6m,Height 1.2m, at cooridor | Interior Wall Finishes¦Wall tiling¦Wall tiling
288 | Architecture | D.01 | Interior Wall Finishes | Wall tiling | Toilet Wall tile | m2 | 1 | Toilet Wall tile Size 0.3x0.6m incl. adhesive and grout | Interior Wall Finishes¦Wall tiling¦Toilet Wall tile
289 | Architecture | D.01 | Interior Wall Finishes | Wall cladding | Wall cladding | m2 | 1 | Decorative wall cladding panel incl. sub-frame and fixing | Interior Wall Finishes¦Wall cladding¦Wall cladding
290 | Architecture | D.01 | Interior Wall Finishes | Wall cladding | Acoustic panel | m2 | 1 | Acoustic wall panel incl. sub-frame and fixing | Interior Wall Finishes¦Wall cladding¦Acoustic panel
291 | Architecture | D.01 | Interior Wall Finishes | Wall cladding | Wallpaper | m2 | 1 | Vinyl wallpaper incl. adhesive and surface preparation | Interior Wall Finishes¦Wall cladding¦Wallpaper
292 | Architecture | D.01 | Interior Wall Finishes | Wall cladding | Mirror | m2 | 1 | Silver mirror 5mm thk. incl. backing and fixing | Interior Wall Finishes¦Wall cladding¦Mirror
293 | Architecture | D.01 | Interior Wall Finishes | Skirting | Skirting | m | 1 | Tile / cement skirting 100mm high incl. adhesive and grout | Interior Wall Finishes¦Skirting¦Skirting
294 | Architecture | D.02 | Interior Floor Finishes | Screeding | Screeding | m2 | 1 | Cement:sand screed 1:3, 40mm thk. steel trowel finish | Interior Floor Finishes¦Screeding¦Screeding
295 | Architecture | D.02 | Interior Floor Finishes | Screeding | Self-levelling screed | m2 | 1 | Self-levelling screed 5mm thk. to receive floor finish | Interior Floor Finishes¦Screeding¦Self-levelling screed
296 | Architecture | D.02 | Interior Floor Finishes | Floor tiling | Floor tiling | m2 | 2 | Floor tile Size 0.3x0.3m incl. adhesive and grout | Interior Floor Finishes¦Floor tiling¦Floor tiling
297 | Architecture | D.02 | Interior Floor Finishes | Floor tiling | Toilet Floor tile | m2 | 1 | Toilet Floor tile Size 0.3x0.3m, anti-slip, incl. adhesive and grout | Interior Floor Finishes¦Floor tiling¦Toilet Floor tile
298 | Architecture | D.02 | Interior Floor Finishes | Floor tiling | Homogeneous tile | m2 | 1 | Homogeneous tile 600x600mm incl. adhesive and grout | Interior Floor Finishes¦Floor tiling¦Homogeneous tile
299 | Architecture | D.02 | Interior Floor Finishes | Stone flooring | Marble on staircase | m2 | 1 | Marble on staircase | Interior Floor Finishes¦Stone flooring¦Marble on staircase
300 | Architecture | D.02 | Interior Floor Finishes | Stone flooring | Marble flooring | m2 | 1 | Marble slab flooring 20mm thk. incl. bedding, polishing and sealing | Interior Floor Finishes¦Stone flooring¦Marble flooring
301 | Architecture | D.02 | Interior Floor Finishes | Stone flooring | Granite flooring | m2 | 1 | Granite slab flooring 20mm thk. incl. bedding and polishing | Interior Floor Finishes¦Stone flooring¦Granite flooring
302 | Architecture | D.02 | Interior Floor Finishes | Resilient flooring | Vinyl flooring | m2 | 1 | Homogeneous vinyl sheet flooring 2mm thk. incl. adhesive and welding rod | Interior Floor Finishes¦Resilient flooring¦Vinyl flooring
303 | Architecture | D.02 | Interior Floor Finishes | Resilient flooring | Epoxy flooring | m2 | 1 | Epoxy floor coating, self-levelling 2mm thk. incl. primer | Interior Floor Finishes¦Resilient flooring¦Epoxy flooring
304 | Architecture | D.02 | Interior Floor Finishes | Resilient flooring | Wooden flooring | m2 | 1 | Engineered timber flooring incl. underlay and skirting | Interior Floor Finishes¦Resilient flooring¦Wooden flooring
305 | Architecture | D.02 | Interior Floor Finishes | Resilient flooring | Carpet | m2 | 1 | Carpet tile 500x500mm incl. adhesive | Interior Floor Finishes¦Resilient flooring¦Carpet
306 | Architecture | D.02 | Interior Floor Finishes | Resilient flooring | Raised floor | m2 | 1 | Raised access floor 600x600mm panel incl. pedestal | Interior Floor Finishes¦Resilient flooring¦Raised floor
307 | Architecture | D.02 | Interior Floor Finishes | Waterproofing | Waterproofing | m2 | 3 | Membrance sheet 2mm thk | Interior Floor Finishes¦Waterproofing¦Waterproofing
308 | Architecture | D.02 | Interior Floor Finishes | Waterproofing | anti termite | m2 | 1 | anti termite | Interior Floor Finishes¦Waterproofing¦anti termite
309 | Architecture | D.02 | Interior Floor Finishes | Floor accessories | Skirting | m | 1 | Tile / cement skirting 100mm high incl. adhesive and grout | Interior Floor Finishes¦Floor accessories¦Skirting
310 | Architecture | D.02 | Interior Floor Finishes | Floor accessories | Stair nosing | m | 1 | Aluminium stair nosing with anti-slip insert | Interior Floor Finishes¦Floor accessories¦Stair nosing
311 | Architecture | D.02 | Interior Floor Finishes | Floor accessories | Floor trim / divider | m | 1 | Aluminium floor trim / divider strip | Interior Floor Finishes¦Floor accessories¦Floor trim / divider
312 | Architecture | D.03 | Ceiling Finishes | Suspended ceiling | Suspended ceiling | m2 | 1 | 10mm Plasterboard with 600mm ceiling frame height | Ceiling Finishes¦Suspended ceiling¦Suspended ceiling
313 | Architecture | D.03 | Ceiling Finishes | Suspended ceiling | Gypsum board ceiling | m2 | 1 | Gypsum board ceiling 9mm thk. on metal furring incl. jointing | Ceiling Finishes¦Suspended ceiling¦Gypsum board ceiling
314 | Architecture | D.03 | Ceiling Finishes | Suspended ceiling | Cement board ceiling | m2 | 1 | Fibre cement board ceiling 4.5mm thk. on metal furring | Ceiling Finishes¦Suspended ceiling¦Cement board ceiling
315 | Architecture | D.03 | Ceiling Finishes | Acoustic ceiling | Acoustic ceiling tile | m2 | 1 | Acoustic ceiling tile 600x600mm on exposed T-grid | Ceiling Finishes¦Acoustic ceiling¦Acoustic ceiling tile
316 | Architecture | D.03 | Ceiling Finishes | Acoustic ceiling | Mineral fibre ceiling | m2 | 1 | Mineral fibre ceiling board 600x1200mm on T-grid system | Ceiling Finishes¦Acoustic ceiling¦Mineral fibre ceiling
317 | Architecture | D.03 | Ceiling Finishes | Metal ceiling | Aluminium strip ceiling | m2 | 1 | Aluminium strip ceiling incl. carrier and trim | Ceiling Finishes¦Metal ceiling¦Aluminium strip ceiling
318 | Architecture | D.03 | Ceiling Finishes | Metal ceiling | Metal grid ceiling | m2 | 1 | Metal open grid ceiling incl. suspension system | Ceiling Finishes¦Metal ceiling¦Metal grid ceiling
319 | Architecture | D.03 | Ceiling Finishes | Ceiling accessories | Ceiling access panel | Nos | 1 | Ceiling access panel 600x600mm incl. frame and lock | Ceiling Finishes¦Ceiling accessories¦Ceiling access panel
320 | Architecture | D.03 | Ceiling Finishes | Ceiling accessories | Cornice | m | 1 | Gypsum cornice incl. fixing and jointing | Ceiling Finishes¦Ceiling accessories¦Cornice
321 | Architecture | D.03 | Ceiling Finishes | Ceiling accessories | Bulkhead | m | 1 | Ceiling bulkhead incl. framing, board and jointing | Ceiling Finishes¦Ceiling accessories¦Bulkhead
322 | Architecture | D.03 | Ceiling Finishes | Ceiling accessories | Ceiling painting | m2 | 1 | Ceiling painting, primer + 2 coats emulsion | Ceiling Finishes¦Ceiling accessories¦Ceiling painting
323 | Architecture | D.03 | Ceiling Finishes | Ceiling accessories | Curtain box | m | 1 | Curtain box / pelmet incl. framing and finishing | Ceiling Finishes¦Ceiling accessories¦Curtain box
324 | Architecture | E.01 | Fittings, furnishings and equipment | General Fitting | Toilet accessories | set | 1 | Toilet accessories set: paper holder, soap dispenser, coat hook, grab bar | Fittings, furnishings and equipment¦General Fitting¦Toilet accessories
325 | Architecture | E.01 | Fittings, furnishings and equipment | General Fitting | Mirror | Nos | 1 | Silver mirror 5mm thk. incl. backing and fixing | Fittings, furnishings and equipment¦General Fitting¦Mirror
326 | Architecture | E.01 | Fittings, furnishings and equipment | General Fitting | Counter top | m | 1 | Solid surface counter top 12mm thk. incl. support and sealing | Fittings, furnishings and equipment¦General Fitting¦Counter top
327 | Architecture | E.01 | Fittings, furnishings and equipment | General Fitting | Locker | Nos | 1 | Steel locker unit incl. lock and fixing | Fittings, furnishings and equipment¦General Fitting¦Locker
328 | Architecture | E.01 | Fittings, furnishings and equipment | General Fitting | Shelving | m | 1 | Melamine faced shelving incl. bracket and fixing | Fittings, furnishings and equipment¦General Fitting¦Shelving
329 | Architecture | E.01 | Fittings, furnishings and equipment | General Fitting | Blind & curtain | m2 | 1 | Roller blind / curtain incl. track and bracket | Fittings, furnishings and equipment¦General Fitting¦Blind & curtain
330 | Architecture | E.01 | Fittings, furnishings and equipment | General Fitting | White board | Nos | 1 | Magnetic white board incl. frame and fixing | Fittings, furnishings and equipment¦General Fitting¦White board
331 | Architecture | E.02 | Fittings, furnishings and equipment | Kitchen Fitting | Kitchen cabinet | m | 1 | Kitchen cabinet, melamine faced carcass incl. hardware | Fittings, furnishings and equipment¦Kitchen Fitting¦Kitchen cabinet
332 | Architecture | E.02 | Fittings, furnishings and equipment | Kitchen Fitting | Counter top | m | 1 | Solid surface counter top 12mm thk. incl. support and sealing | Fittings, furnishings and equipment¦Kitchen Fitting¦Counter top
333 | Architecture | E.02 | Fittings, furnishings and equipment | Kitchen Fitting | Sink | Nos | 1 | Stainless steel sink incl. tap, waste and P-trap | Fittings, furnishings and equipment¦Kitchen Fitting¦Sink
334 | Architecture | E.03 | Fittings, furnishings and equipment | Special purpose Fitting | Laboratory bench | m | 1 | Laboratory bench with chemical resistant top incl. base cabinet | Fittings, furnishings and equipment¦Special purpose Fitting¦Laboratory bench
335 | Architecture | E.03 | Fittings, furnishings and equipment | Special purpose Fitting | Library shelving | m | 1 | Library shelving unit incl. fixing | Fittings, furnishings and equipment¦Special purpose Fitting¦Library shelving
336 | Architecture | E.03 | Fittings, furnishings and equipment | Special purpose Fitting | Sport / gym equipment | Lot | 1 | Sport / gymnasium equipment as per schedule | Fittings, furnishings and equipment¦Special purpose Fitting¦Sport / gym equipment
337 | Architecture | E.04 | Fittings, furnishings and equipment | Signage | Signage | Nos | 1 | Signage | Fittings, furnishings and equipment¦Signage¦Signage
338 | Architecture | E.04 | Fittings, furnishings and equipment | Signage | External round logo | m2 | 1 | External round logo include framing | Fittings, furnishings and equipment¦Signage¦External round logo
339 | Architecture | E.04 | Fittings, furnishings and equipment | Signage | Khmer and Chinese text | Lot | 1 | Khmer and chinesse text | Fittings, furnishings and equipment¦Signage¦Khmer and Chinese text
340 | Architecture | E.04 | Fittings, furnishings and equipment | Signage | Wayfinding sign | Nos | 1 | Wayfinding directional sign incl. frame and fixing | Fittings, furnishings and equipment¦Signage¦Wayfinding sign
341 | Architecture | E.04 | Fittings, furnishings and equipment | Signage | Room sign | Nos | 1 | Room identification sign incl. fixing | Fittings, furnishings and equipment¦Signage¦Room sign
342 | Architecture | E.04 | Fittings, furnishings and equipment | Signage | Statutory / safety sign | Nos | 1 | Statutory / safety signage incl. fixing | Fittings, furnishings and equipment¦Signage¦Statutory / safety sign
343 | MEP | F.01 | Sanitary Installations | Sanitary ware | Water closet | Nos | 1 | Water closet, close-couple, vitreous china, incl. seat cover, cistern and connector | Sanitary Installations¦Sanitary ware¦Water closet
344 | MEP | F.01 | Sanitary Installations | Sanitary ware | Wash basin | Nos | 1 | Wash basin, vitreous china, incl. tap, bottle trap, waste and bracket | Sanitary Installations¦Sanitary ware¦Wash basin
345 | MEP | F.01 | Sanitary Installations | Sanitary ware | Urinal | Nos | 1 | Urinal, vitreous china, incl. flush valve, waste and bracket | Sanitary Installations¦Sanitary ware¦Urinal
346 | MEP | F.01 | Sanitary Installations | Sanitary ware | Shower set | Nos | 1 | Shower set incl. mixer, riser rail, hand shower and hose | Sanitary Installations¦Sanitary ware¦Shower set
347 | MEP | F.01 | Sanitary Installations | Sanitary ware | Squat pan | Nos | 1 | Squat pan incl. flush pipe, connector and floor fixing | Sanitary Installations¦Sanitary ware¦Squat pan
348 | MEP | F.01 | Sanitary Installations | Sanitary ware | Sink | Nos | 1 | Stainless steel sink incl. tap, waste and P-trap | Sanitary Installations¦Sanitary ware¦Sink
349 | MEP | F.01 | Sanitary Installations | Sanitary fitting | Tap / faucet | Nos | 1 | Chromed brass tap / faucet incl. connector | Sanitary Installations¦Sanitary fitting¦Tap / faucet
350 | MEP | F.01 | Sanitary Installations | Sanitary fitting | Flush valve | Nos | 1 | Flush valve, exposed type, incl. connector | Sanitary Installations¦Sanitary fitting¦Flush valve
351 | MEP | F.01 | Sanitary Installations | Sanitary fitting | Angle valve | Nos | 1 | Chromed brass angle valve incl. flexible connector | Sanitary Installations¦Sanitary fitting¦Angle valve
352 | MEP | F.01 | Sanitary Installations | Sanitary fitting | Floor drain | Nos | 1 | Stainless steel floor drain with removable grating | Sanitary Installations¦Sanitary fitting¦Floor drain
353 | MEP | F.01 | Sanitary Installations | Sanitary fitting | Floor trap | Nos | 1 | Floor trap with water seal incl. grating | Sanitary Installations¦Sanitary fitting¦Floor trap
354 | MEP | F.01 | Sanitary Installations | Sanitary fitting | Clean out | Nos | 1 | Clean out / rodding eye incl. cover | Sanitary Installations¦Sanitary fitting¦Clean out
355 | MEP | F.01 | Sanitary Installations | Sanitary accessories | Toilet paper holder | Nos | 1 | Stainless steel toilet paper holder incl. fixing | Sanitary Installations¦Sanitary accessories¦Toilet paper holder
356 | MEP | F.01 | Sanitary Installations | Sanitary accessories | Soap dispenser | Nos | 1 | Wall mounted soap dispenser incl. fixing | Sanitary Installations¦Sanitary accessories¦Soap dispenser
357 | MEP | F.01 | Sanitary Installations | Sanitary accessories | Grab bar | Nos | 1 | Stainless steel grab bar for accessible toilet incl. fixing | Sanitary Installations¦Sanitary accessories¦Grab bar
358 | MEP | F.01 | Sanitary Installations | Sanitary accessories | Hand dryer | Nos | 1 | Electric hand dryer incl. wiring connection | Sanitary Installations¦Sanitary accessories¦Hand dryer
359 | MEP | F.02 | AIR-CONDITIONAL SYSTEM | Split unit system | Wall mounted split unit | Nos | 1 | Wall mounted split type air conditioner incl. indoor unit, bracket and control | AIR-CONDITIONAL SYSTEM¦Split unit system¦Wall mounted split unit
360 | MEP | F.02 | AIR-CONDITIONAL SYSTEM | Split unit system | Cassette type unit | Nos | 1 | Ceiling cassette type air conditioner incl. panel and control | AIR-CONDITIONAL SYSTEM¦Split unit system¦Cassette type unit
361 | MEP | F.02 | AIR-CONDITIONAL SYSTEM | Split unit system | Outdoor condensing unit | Nos | 1 | Outdoor condensing unit incl. base, anti-vibration mount and wiring | AIR-CONDITIONAL SYSTEM¦Split unit system¦Outdoor condensing unit
362 | MEP | F.02 | AIR-CONDITIONAL SYSTEM | VRF / VRV system | VRF indoor unit | Nos | 1 | VRF indoor unit incl. drain pump, control and commissioning | AIR-CONDITIONAL SYSTEM¦VRF / VRV system¦VRF indoor unit
363 | MEP | F.02 | AIR-CONDITIONAL SYSTEM | VRF / VRV system | VRF outdoor unit | Nos | 1 | VRF outdoor unit incl. base, anti-vibration mount and wiring | AIR-CONDITIONAL SYSTEM¦VRF / VRV system¦VRF outdoor unit
364 | MEP | F.02 | AIR-CONDITIONAL SYSTEM | VRF / VRV system | Refnet joint | Nos | 1 | VRF refnet joint / header incl. insulation | AIR-CONDITIONAL SYSTEM¦VRF / VRV system¦Refnet joint
365 | MEP | F.02 | AIR-CONDITIONAL SYSTEM | Chilled water system | Chiller | Nos | 1 | Water cooled / air cooled chiller incl. base, connection and commissioning | AIR-CONDITIONAL SYSTEM¦Chilled water system¦Chiller
366 | MEP | F.02 | AIR-CONDITIONAL SYSTEM | Chilled water system | Air handling unit (AHU) | Nos | 1 | Air handling unit incl. filter, coil, fan, drain pan and control | AIR-CONDITIONAL SYSTEM¦Chilled water system¦Air handling unit (AHU)
367 | MEP | F.02 | AIR-CONDITIONAL SYSTEM | Chilled water system | Fan coil unit (FCU) | Nos | 1 | Fan coil unit incl. filter, drain pan, valve and control | AIR-CONDITIONAL SYSTEM¦Chilled water system¦Fan coil unit (FCU)
368 | MEP | F.02 | AIR-CONDITIONAL SYSTEM | Chilled water system | Chilled water pump | Nos | 1 | Chilled water pump incl. base, coupling, valve and control | AIR-CONDITIONAL SYSTEM¦Chilled water system¦Chilled water pump
369 | MEP | F.02 | AIR-CONDITIONAL SYSTEM | Chilled water system | Cooling tower | Nos | 1 | Cooling tower incl. base, make-up water and control | AIR-CONDITIONAL SYSTEM¦Chilled water system¦Cooling tower
370 | MEP | F.02 | AIR-CONDITIONAL SYSTEM | AC piping & accessories | Refrigerant piping | m | 1 | Copper refrigerant piping incl. insulation, fitting and gas charging | AIR-CONDITIONAL SYSTEM¦AC piping & accessories¦Refrigerant piping
371 | MEP | F.02 | AIR-CONDITIONAL SYSTEM | AC piping & accessories | Chilled water piping | m | 1 | Chilled water piping incl. valve, fitting, insulation and support | AIR-CONDITIONAL SYSTEM¦AC piping & accessories¦Chilled water piping
372 | MEP | F.02 | AIR-CONDITIONAL SYSTEM | AC piping & accessories | Condensate drain piping | m | 1 | Condensate drain piping uPVC incl. insulation, fitting and support | AIR-CONDITIONAL SYSTEM¦AC piping & accessories¦Condensate drain piping
373 | MEP | F.02 | AIR-CONDITIONAL SYSTEM | AC piping & accessories | Pipe insulation | m | 1 | Closed cell / rockwool pipe insulation incl. vapour barrier and cladding | AIR-CONDITIONAL SYSTEM¦AC piping & accessories¦Pipe insulation
374 | MEP | F.02 | AIR-CONDITIONAL SYSTEM | AC piping & accessories | Thermostat / control | Nos | 1 | Room thermostat / wired controller incl. wiring | AIR-CONDITIONAL SYSTEM¦AC piping & accessories¦Thermostat / control
375 | MEP | F.03 | MECHANICAL VENTILATION SYSTEM | Ventilation fan | Toilet exhaust fan | Nos | 1 | Toilet exhaust fan incl. bracket, damper and wiring | MECHANICAL VENTILATION SYSTEM¦Ventilation fan¦Toilet exhaust fan
376 | MEP | F.03 | MECHANICAL VENTILATION SYSTEM | Ventilation fan | Kitchen exhaust fan | Nos | 1 | Kitchen exhaust fan incl. bracket, damper and wiring | MECHANICAL VENTILATION SYSTEM¦Ventilation fan¦Kitchen exhaust fan
377 | MEP | F.03 | MECHANICAL VENTILATION SYSTEM | Ventilation fan | Car park ventilation fan | Nos | 1 | Car park ventilation fan incl. support and wiring | MECHANICAL VENTILATION SYSTEM¦Ventilation fan¦Car park ventilation fan
378 | MEP | F.03 | MECHANICAL VENTILATION SYSTEM | Ventilation fan | Fresh air fan | Nos | 1 | Fresh air supply fan incl. filter, damper and wiring | MECHANICAL VENTILATION SYSTEM¦Ventilation fan¦Fresh air fan
379 | MEP | F.03 | MECHANICAL VENTILATION SYSTEM | Ventilation fan | Staircase pressurization fan | Nos | 1 | Staircase pressurization fan incl. relief damper and control | MECHANICAL VENTILATION SYSTEM¦Ventilation fan¦Staircase pressurization fan
380 | MEP | F.03 | MECHANICAL VENTILATION SYSTEM | Specialist ventilation | Kitchen hood | Nos | 1 | Stainless steel kitchen hood incl. grease filter and light | MECHANICAL VENTILATION SYSTEM¦Specialist ventilation¦Kitchen hood
381 | MEP | F.03 | MECHANICAL VENTILATION SYSTEM | Specialist ventilation | Smoke extraction fan | Nos | 1 | Smoke extraction fan, 250°C/2hr rated, incl. control | MECHANICAL VENTILATION SYSTEM¦Specialist ventilation¦Smoke extraction fan
382 | MEP | F.03 | MECHANICAL VENTILATION SYSTEM | Specialist ventilation | Laboratory fume hood | Nos | 1 | Laboratory fume hood incl. exhaust fan, duct and control | MECHANICAL VENTILATION SYSTEM¦Specialist ventilation¦Laboratory fume hood
383 | MEP | F.04 | MV DISTRIBUTION SYSTEM | Ductwork | GI ductwork | kg | 1 | Galvanised iron ductwork incl. flange, gasket, support and sealing | MV DISTRIBUTION SYSTEM¦Ductwork¦GI ductwork
384 | MEP | F.04 | MV DISTRIBUTION SYSTEM | Ductwork | Flexible duct | m | 1 | Insulated flexible duct incl. clamp and connection | MV DISTRIBUTION SYSTEM¦Ductwork¦Flexible duct
385 | MEP | F.04 | MV DISTRIBUTION SYSTEM | Ductwork | Duct insulation | m2 | 1 | Duct thermal insulation incl. vapour barrier and finish | MV DISTRIBUTION SYSTEM¦Ductwork¦Duct insulation
386 | MEP | F.04 | MV DISTRIBUTION SYSTEM | Ductwork | Duct support | Lot | 1 | Duct hanger and support incl. anchor and rod | MV DISTRIBUTION SYSTEM¦Ductwork¦Duct support
387 | MEP | F.04 | MV DISTRIBUTION SYSTEM | Air terminal | Supply air diffuser | Nos | 1 | Supply air diffuser incl. plenum box and damper | MV DISTRIBUTION SYSTEM¦Air terminal¦Supply air diffuser
388 | MEP | F.04 | MV DISTRIBUTION SYSTEM | Air terminal | Return air grille | Nos | 1 | Return air grille incl. filter and frame | MV DISTRIBUTION SYSTEM¦Air terminal¦Return air grille
389 | MEP | F.04 | MV DISTRIBUTION SYSTEM | Air terminal | Exhaust grille | Nos | 1 | Exhaust air grille incl. frame and damper | MV DISTRIBUTION SYSTEM¦Air terminal¦Exhaust grille
390 | MEP | F.04 | MV DISTRIBUTION SYSTEM | Air terminal | Louver | Nos | 1 | Weather louver with bird screen incl. frame | MV DISTRIBUTION SYSTEM¦Air terminal¦Louver
391 | MEP | F.04 | MV DISTRIBUTION SYSTEM | Damper & control | Volume control damper | Nos | 1 | Volume control damper incl. actuator quadrant | MV DISTRIBUTION SYSTEM¦Damper & control¦Volume control damper
392 | MEP | F.04 | MV DISTRIBUTION SYSTEM | Damper & control | Fire damper | Nos | 1 | Fire damper 2 hour rated incl. fusible link and access panel | MV DISTRIBUTION SYSTEM¦Damper & control¦Fire damper
393 | MEP | F.04 | MV DISTRIBUTION SYSTEM | Damper & control | Motorized damper | Nos | 1 | Motorized damper incl. actuator and wiring | MV DISTRIBUTION SYSTEM¦Damper & control¦Motorized damper
394 | MEP | F.04 | MV DISTRIBUTION SYSTEM | Damper & control | Testing & balancing | Lot | 1 | Air / water testing, adjusting and balancing incl. report | MV DISTRIBUTION SYSTEM¦Damper & control¦Testing & balancing
395 | MEP | F.05 | ELECTRICAL SYSTEM | Main distribution | Main switchboard (MSB) | Nos | 1 | Main switchboard incl. ACB/MCCB, busbar, metering and testing | ELECTRICAL SYSTEM¦Main distribution¦Main switchboard (MSB)
396 | MEP | F.05 | ELECTRICAL SYSTEM | Main distribution | Sub-distribution board (DB) | Nos | 1 | Sub distribution board incl. MCB/RCBO, enclosure and labelling | ELECTRICAL SYSTEM¦Main distribution¦Sub-distribution board (DB)
397 | MEP | F.05 | ELECTRICAL SYSTEM | Main distribution | Busduct / Busway | m | 1 | Busduct / busway incl. joint, support and tap-off unit | ELECTRICAL SYSTEM¦Main distribution¦Busduct / Busway
398 | MEP | F.05 | ELECTRICAL SYSTEM | Main distribution | Transformer | Nos | 1 | Distribution transformer incl. base, connection and testing | ELECTRICAL SYSTEM¦Main distribution¦Transformer
399 | MEP | F.05 | ELECTRICAL SYSTEM | Main distribution | Capacitor bank | Nos | 1 | Automatic power factor correction capacitor bank incl. controller | ELECTRICAL SYSTEM¦Main distribution¦Capacitor bank
400 | MEP | F.05 | ELECTRICAL SYSTEM | Main distribution | Metering panel | Nos | 1 | Metering panel incl. CT, meter and wiring | ELECTRICAL SYSTEM¦Main distribution¦Metering panel
401 | MEP | F.05 | ELECTRICAL SYSTEM | Cable & containment | Power cable | m | 1 | XLPE/PVC power cable incl. termination, gland and lug | ELECTRICAL SYSTEM¦Cable & containment¦Power cable
402 | MEP | F.05 | ELECTRICAL SYSTEM | Cable & containment | Control cable | m | 1 | Control cable incl. termination and gland | ELECTRICAL SYSTEM¦Cable & containment¦Control cable
403 | MEP | F.05 | ELECTRICAL SYSTEM | Cable & containment | Cable tray | m | 1 | Hot dip galvanised cable tray incl. support, bend and accessories | ELECTRICAL SYSTEM¦Cable & containment¦Cable tray
404 | MEP | F.05 | ELECTRICAL SYSTEM | Cable & containment | Cable trunking | m | 1 | Metal cable trunking incl. cover, support and accessories | ELECTRICAL SYSTEM¦Cable & containment¦Cable trunking
405 | MEP | F.05 | ELECTRICAL SYSTEM | Cable & containment | Conduit | m | 1 | uPVC / GI conduit incl. bend, coupling, box and support | ELECTRICAL SYSTEM¦Cable & containment¦Conduit
406 | MEP | F.05 | ELECTRICAL SYSTEM | Cable & containment | Cable ladder | m | 1 | Cable ladder incl. support, bend and accessories | ELECTRICAL SYSTEM¦Cable & containment¦Cable ladder
407 | MEP | F.05 | ELECTRICAL SYSTEM | Power & wiring accessories | Socket outlet | point | 1 | 13A switched socket outlet point incl. wiring, conduit and accessories | ELECTRICAL SYSTEM¦Power & wiring accessories¦Socket outlet
408 | MEP | F.05 | ELECTRICAL SYSTEM | Power & wiring accessories | Switch | point | 1 | Lighting switch point incl. wiring, conduit and accessories | ELECTRICAL SYSTEM¦Power & wiring accessories¦Switch
409 | MEP | F.05 | ELECTRICAL SYSTEM | Power & wiring accessories | Isolator | Nos | 1 | Weatherproof isolator incl. wiring and fixing | ELECTRICAL SYSTEM¦Power & wiring accessories¦Isolator
410 | MEP | F.05 | ELECTRICAL SYSTEM | Power & wiring accessories | Wiring point | point | 1 | Wiring point incl. cable, conduit and termination | ELECTRICAL SYSTEM¦Power & wiring accessories¦Wiring point
411 | MEP | F.05 | ELECTRICAL SYSTEM | Lighting | Interior luminaire | Nos | 1 | LED interior luminaire incl. lamp, driver, wiring and fixing | ELECTRICAL SYSTEM¦Lighting¦Interior luminaire
412 | MEP | F.05 | ELECTRICAL SYSTEM | Lighting | Exterior luminaire | Nos | 1 | LED exterior / flood luminaire IP65 incl. pole/bracket and wiring | ELECTRICAL SYSTEM¦Lighting¦Exterior luminaire
413 | MEP | F.05 | ELECTRICAL SYSTEM | Lighting | Emergency light | Nos | 1 | LED emergency light with 3 hour battery backup incl. testing | ELECTRICAL SYSTEM¦Lighting¦Emergency light
414 | MEP | F.05 | ELECTRICAL SYSTEM | Lighting | Exit sign | Nos | 1 | LED exit sign with battery backup incl. fixing and testing | ELECTRICAL SYSTEM¦Lighting¦Exit sign
415 | MEP | F.05 | ELECTRICAL SYSTEM | Lighting | Lighting control / sensor | Nos | 1 | Occupancy / daylight sensor incl. wiring and commissioning | ELECTRICAL SYSTEM¦Lighting¦Lighting control / sensor
416 | MEP | F.05 | ELECTRICAL SYSTEM | Earthing & lightning protection | Earthing system | Lot | 1 | Earthing system incl. conductor, bonding and testing | ELECTRICAL SYSTEM¦Earthing & lightning protection¦Earthing system
417 | MEP | F.05 | ELECTRICAL SYSTEM | Earthing & lightning protection | Earth rod & pit | Nos | 1 | Copper earth rod with inspection pit incl. clamp and testing | ELECTRICAL SYSTEM¦Earthing & lightning protection¦Earth rod & pit
418 | MEP | F.05 | ELECTRICAL SYSTEM | Earthing & lightning protection | Lightning air terminal | Nos | 1 | Lightning air terminal incl. base, mast and connection | ELECTRICAL SYSTEM¦Earthing & lightning protection¦Lightning air terminal
419 | MEP | F.05 | ELECTRICAL SYSTEM | Earthing & lightning protection | Down conductor | m | 1 | Lightning down conductor incl. clamp, tape and test joint | ELECTRICAL SYSTEM¦Earthing & lightning protection¦Down conductor
420 | MEP | F.05 | ELECTRICAL SYSTEM | Standby power | Generator set | Nos | 1 | Diesel generator set incl. canopy, base, exhaust and commissioning | ELECTRICAL SYSTEM¦Standby power¦Generator set
421 | MEP | F.05 | ELECTRICAL SYSTEM | Standby power | Automatic transfer switch (ATS) | Nos | 1 | Automatic transfer switch incl. controller and wiring | ELECTRICAL SYSTEM¦Standby power¦Automatic transfer switch (ATS)
422 | MEP | F.05 | ELECTRICAL SYSTEM | Standby power | UPS | Nos | 1 | Uninterruptible power supply incl. battery, cabinet and commissioning | ELECTRICAL SYSTEM¦Standby power¦UPS
423 | MEP | F.05 | ELECTRICAL SYSTEM | Standby power | Fuel tank & piping | Lot | 1 | Diesel fuel tank incl. piping, valve, level gauge and bund | ELECTRICAL SYSTEM¦Standby power¦Fuel tank & piping
424 | MEP | F.06 | ELV INSTALLATION | Fire alarm system | Fire alarm control panel | Nos | 1 | Addressable fire alarm control panel incl. battery and programming | ELV INSTALLATION¦Fire alarm system¦Fire alarm control panel
425 | MEP | F.06 | ELV INSTALLATION | Fire alarm system | Smoke / heat detector | Nos | 1 | Addressable smoke / heat detector incl. base and wiring | ELV INSTALLATION¦Fire alarm system¦Smoke / heat detector
426 | MEP | F.06 | ELV INSTALLATION | Fire alarm system | Manual call point | Nos | 1 | Manual call point incl. back box and wiring | ELV INSTALLATION¦Fire alarm system¦Manual call point
427 | MEP | F.06 | ELV INSTALLATION | Fire alarm system | Alarm bell / sounder | Nos | 1 | Alarm bell / sounder incl. wiring and testing | ELV INSTALLATION¦Fire alarm system¦Alarm bell / sounder
428 | MEP | F.06 | ELV INSTALLATION | Security system | CCTV camera | Nos | 1 | IP CCTV camera incl. bracket, cabling and configuration | ELV INSTALLATION¦Security system¦CCTV camera
429 | MEP | F.06 | ELV INSTALLATION | Security system | NVR / recorder | Nos | 1 | Network video recorder incl. hard disk, rack and configuration | ELV INSTALLATION¦Security system¦NVR / recorder
430 | MEP | F.06 | ELV INSTALLATION | Security system | Access control door | Nos | 1 | Door access control set incl. reader, EM lock, button and controller | ELV INSTALLATION¦Security system¦Access control door
431 | MEP | F.06 | ELV INSTALLATION | Security system | Intercom | Nos | 1 | Audio / video intercom incl. wiring and commissioning | ELV INSTALLATION¦Security system¦Intercom
432 | MEP | F.06 | ELV INSTALLATION | Communication system | Structured cabling outlet | point | 1 | Cat6 data outlet incl. cable, patch panel termination and testing | ELV INSTALLATION¦Communication system¦Structured cabling outlet
433 | MEP | F.06 | ELV INSTALLATION | Communication system | Network switch / rack | Nos | 1 | Network switch and 19" rack incl. patch panel, PDU and accessories | ELV INSTALLATION¦Communication system¦Network switch / rack
434 | MEP | F.06 | ELV INSTALLATION | Communication system | Telephone system | Nos | 1 | Telephone system incl. exchange, handset and cabling | ELV INSTALLATION¦Communication system¦Telephone system
435 | MEP | F.06 | ELV INSTALLATION | Communication system | MATV / TV outlet | point | 1 | MATV / TV outlet incl. coaxial cable, splitter and termination | ELV INSTALLATION¦Communication system¦MATV / TV outlet
436 | MEP | F.06 | ELV INSTALLATION | Communication system | WiFi access point | Nos | 1 | Wireless access point incl. PoE cabling and configuration | ELV INSTALLATION¦Communication system¦WiFi access point
437 | MEP | F.06 | ELV INSTALLATION | Audio visual & school system | Public address (PA) system | Lot | 1 | Public address system incl. amplifier, mixer, microphone and zoning | ELV INSTALLATION¦Audio visual & school system¦Public address (PA) system
438 | MEP | F.06 | ELV INSTALLATION | Audio visual & school system | Speaker | Nos | 1 | Ceiling / wall speaker incl. cabling and termination | ELV INSTALLATION¦Audio visual & school system¦Speaker
439 | MEP | F.06 | ELV INSTALLATION | Audio visual & school system | Bell / clock system | Lot | 1 | School bell and master clock system incl. programming | ELV INSTALLATION¦Audio visual & school system¦Bell / clock system
440 | MEP | F.06 | ELV INSTALLATION | Audio visual & school system | Projector & screen | Nos | 1 | Projector with motorized screen incl. mount, cabling and commissioning | ELV INSTALLATION¦Audio visual & school system¦Projector & screen
441 | MEP | F.06 | ELV INSTALLATION | Audio visual & school system | Classroom AV system | Lot | 1 | Classroom audio visual system incl. panel, speaker and cabling | ELV INSTALLATION¦Audio visual & school system¦Classroom AV system
442 | MEP | F.06 | ELV INSTALLATION | Building management | BMS control panel | Nos | 1 | Building management system panel incl. controller and graphics | ELV INSTALLATION¦Building management¦BMS control panel
443 | MEP | F.06 | ELV INSTALLATION | Building management | Field device & sensor | Nos | 1 | BMS field device / sensor incl. wiring and calibration | ELV INSTALLATION¦Building management¦Field device & sensor
444 | MEP | F.07 | PLUMBING SYSTEM | Water supply | Cold water piping | m | 1 | PPR / uPVC cold water piping incl. fitting, valve, support and testing | PLUMBING SYSTEM¦Water supply¦Cold water piping
445 | MEP | F.07 | PLUMBING SYSTEM | Water supply | Hot water piping | m | 1 | PPR hot water piping incl. insulation, fitting and testing | PLUMBING SYSTEM¦Water supply¦Hot water piping
446 | MEP | F.07 | PLUMBING SYSTEM | Water supply | Pipe insulation | m | 1 | Closed cell / rockwool pipe insulation incl. vapour barrier and cladding | PLUMBING SYSTEM¦Water supply¦Pipe insulation
447 | MEP | F.07 | PLUMBING SYSTEM | Water supply | Valve & fitting | Nos | 1 | Gate / check / ball valve incl. flange, gasket and bolt | PLUMBING SYSTEM¦Water supply¦Valve & fitting
448 | MEP | F.07 | PLUMBING SYSTEM | Water supply | Water meter | Nos | 1 | Water meter incl. strainer, valve and connection | PLUMBING SYSTEM¦Water supply¦Water meter
449 | MEP | F.07 | PLUMBING SYSTEM | Water storage & pump | Water tank | Nos | 1 | Water storage tank incl. base, level control, pipework and cleaning | PLUMBING SYSTEM¦Water storage & pump¦Water tank
450 | MEP | F.07 | PLUMBING SYSTEM | Water storage & pump | Transfer pump | Nos | 1 | Water transfer pump set incl. base, valve, control panel and wiring | PLUMBING SYSTEM¦Water storage & pump¦Transfer pump
451 | MEP | F.07 | PLUMBING SYSTEM | Water storage & pump | Booster pump | Nos | 1 | Booster pump set with pressure vessel incl. control panel | PLUMBING SYSTEM¦Water storage & pump¦Booster pump
452 | MEP | F.07 | PLUMBING SYSTEM | Water storage & pump | Water heater | Nos | 1 | Electric water heater incl. safety valve, bracket and wiring | PLUMBING SYSTEM¦Water storage & pump¦Water heater
453 | MEP | F.07 | PLUMBING SYSTEM | Water storage & pump | Level control | Lot | 1 | Water level control system incl. electrode, relay and wiring | PLUMBING SYSTEM¦Water storage & pump¦Level control
454 | MEP | F.07 | PLUMBING SYSTEM | Drainage | Soil pipe | m | 1 | uPVC soil pipe incl. fitting, support, jointing and testing | PLUMBING SYSTEM¦Drainage¦Soil pipe
455 | MEP | F.07 | PLUMBING SYSTEM | Drainage | Waste pipe | m | 1 | uPVC waste pipe incl. fitting, trap, support and testing | PLUMBING SYSTEM¦Drainage¦Waste pipe
456 | MEP | F.07 | PLUMBING SYSTEM | Drainage | Vent pipe | m | 1 | uPVC vent pipe incl. fitting, cowl and support | PLUMBING SYSTEM¦Drainage¦Vent pipe
457 | MEP | F.07 | PLUMBING SYSTEM | Drainage | Rainwater downpipe | m | 1 | uPVC rainwater downpipe incl. fitting, bracket and shoe | PLUMBING SYSTEM¦Drainage¦Rainwater downpipe
458 | MEP | F.07 | PLUMBING SYSTEM | Drainage | Manhole / inspection chamber | Nos | 1 | Manhole / inspection chamber incl. excavation, concrete, benching and cover | PLUMBING SYSTEM¦Drainage¦Manhole / inspection chamber
459 | MEP | F.07 | PLUMBING SYSTEM | Drainage | Grease trap | Nos | 1 | Grease trap incl. excavation, installation, cover and connection | PLUMBING SYSTEM¦Drainage¦Grease trap
460 | MEP | F.07 | PLUMBING SYSTEM | Sewage treatment | Septic tank (precast) | Nos | 1 | Precast septic tank incl. excavation, bedding, connection and backfill | PLUMBING SYSTEM¦Sewage treatment¦Septic tank (precast)
461 | MEP | F.07 | PLUMBING SYSTEM | Sewage treatment | Sewage treatment plant (STP) | Lot | 1 | Package sewage treatment plant incl. blower, control and commissioning | PLUMBING SYSTEM¦Sewage treatment¦Sewage treatment plant (STP)
462 | MEP | F.07 | PLUMBING SYSTEM | Sewage treatment | Sewer connection | Lot | 1 | Connection to public sewer incl. excavation, pipe, chamber and reinstatement | PLUMBING SYSTEM¦Sewage treatment¦Sewer connection
463 | MEP | F.08 | FIRE FIGHTING SYSTEM | Hydrant & hose reel | Fire hydrant | Nos | 1 | Fire hydrant / landing valve incl. cabinet, hose and accessories | FIRE FIGHTING SYSTEM¦Hydrant & hose reel¦Fire hydrant
464 | MEP | F.08 | FIRE FIGHTING SYSTEM | Hydrant & hose reel | Hose reel | Nos | 1 | Fire hose reel 30m incl. cabinet, nozzle and valve | FIRE FIGHTING SYSTEM¦Hydrant & hose reel¦Hose reel
465 | MEP | F.08 | FIRE FIGHTING SYSTEM | Hydrant & hose reel | Landing valve | Nos | 1 | Landing valve incl. cabinet and blank cap | FIRE FIGHTING SYSTEM¦Hydrant & hose reel¦Landing valve
466 | MEP | F.08 | FIRE FIGHTING SYSTEM | Hydrant & hose reel | Fire riser piping | m | 1 | Fire riser piping, galvanised steel, incl. fitting, support and testing | FIRE FIGHTING SYSTEM¦Hydrant & hose reel¦Fire riser piping
467 | MEP | F.08 | FIRE FIGHTING SYSTEM | Sprinkler system | Sprinkler head | Nos | 1 | Pendent / upright sprinkler head incl. escutcheon and testing | FIRE FIGHTING SYSTEM¦Sprinkler system¦Sprinkler head
468 | MEP | F.08 | FIRE FIGHTING SYSTEM | Sprinkler system | Sprinkler piping | m | 1 | Sprinkler piping incl. fitting, hanger, support and hydrostatic testing | FIRE FIGHTING SYSTEM¦Sprinkler system¦Sprinkler piping
469 | MEP | F.08 | FIRE FIGHTING SYSTEM | Sprinkler system | Alarm valve set | Nos | 1 | Sprinkler alarm valve set incl. gauge, drain and trim | FIRE FIGHTING SYSTEM¦Sprinkler system¦Alarm valve set
470 | MEP | F.08 | FIRE FIGHTING SYSTEM | Sprinkler system | Flow switch | Nos | 1 | Flow switch / tamper switch incl. wiring to fire alarm panel | FIRE FIGHTING SYSTEM¦Sprinkler system¦Flow switch
471 | MEP | F.08 | FIRE FIGHTING SYSTEM | Fire pump & tank | Fire pump set | Nos | 1 | Fire pump set (electric + diesel + jockey) incl. controller and commissioning | FIRE FIGHTING SYSTEM¦Fire pump & tank¦Fire pump set
472 | MEP | F.08 | FIRE FIGHTING SYSTEM | Fire pump & tank | Jockey pump | Nos | 1 | Jockey pump incl. pressure switch and control | FIRE FIGHTING SYSTEM¦Fire pump & tank¦Jockey pump
473 | MEP | F.08 | FIRE FIGHTING SYSTEM | Fire pump & tank | Fire water tank | Nos | 1 | Fire water storage tank incl. base, level control and connection | FIRE FIGHTING SYSTEM¦Fire pump & tank¦Fire water tank
474 | MEP | F.08 | FIRE FIGHTING SYSTEM | Portable & special suppression | Fire extinguisher | Nos | 1 | Portable fire extinguisher incl. bracket, sign and servicing | FIRE FIGHTING SYSTEM¦Portable & special suppression¦Fire extinguisher
475 | MEP | F.08 | FIRE FIGHTING SYSTEM | Portable & special suppression | Fire blanket | Nos | 1 | Fire blanket incl. cabinet and fixing | FIRE FIGHTING SYSTEM¦Portable & special suppression¦Fire blanket
476 | MEP | F.08 | FIRE FIGHTING SYSTEM | Portable & special suppression | FM200 / CO2 system | Lot | 1 | FM200 / CO2 clean agent suppression system incl. cylinder, nozzle and panel | FIRE FIGHTING SYSTEM¦Portable & special suppression¦FM200 / CO2 system
477 | MEP | F.08 | FIRE FIGHTING SYSTEM | Portable & special suppression | Kitchen suppression system | Lot | 1 | Kitchen hood wet chemical suppression system incl. nozzle and control | FIRE FIGHTING SYSTEM¦Portable & special suppression¦Kitchen suppression system
478 | MEP | F.09 | Specialist Installations | Renewable & specialist | Solar PV system | Lot | 1 | Solar PV system incl. panel, inverter, mounting, cabling and commissioning | Specialist Installations¦Renewable & specialist¦Solar PV system
479 | MEP | F.09 | Specialist Installations | Renewable & specialist | Water treatment plant | Lot | 1 | Water treatment plant incl. filter, dosing, control and commissioning | Specialist Installations¦Renewable & specialist¦Water treatment plant
480 | MEP | F.09 | Specialist Installations | Renewable & specialist | Swimming pool system | Lot | 1 | Swimming pool filtration system incl. pump, filter, dosing and control | Specialist Installations¦Renewable & specialist¦Swimming pool system
481 | MEP | F.09 | Specialist Installations | Renewable & specialist | Kitchen equipment | Lot | 1 | Commercial kitchen equipment incl. connection and commissioning | Specialist Installations¦Renewable & specialist¦Kitchen equipment
482 | MEP | F.10 | VERTICAL TRANSPORTATION SYSTEM | Lift | Passenger lift | Nos | 1 | Passenger lift, 1000kg / 13 person, incl. car, door, control and commissioning | VERTICAL TRANSPORTATION SYSTEM¦Lift¦Passenger lift
483 | MEP | F.10 | VERTICAL TRANSPORTATION SYSTEM | Lift | Service / goods lift | Nos | 1 | Service / goods lift incl. car, door, control and commissioning | VERTICAL TRANSPORTATION SYSTEM¦Lift¦Service / goods lift
484 | MEP | F.10 | VERTICAL TRANSPORTATION SYSTEM | Lift | Firefighting lift | Nos | 1 | Firefighting lift incl. fireman switch, control and commissioning | VERTICAL TRANSPORTATION SYSTEM¦Lift¦Firefighting lift
485 | MEP | F.10 | VERTICAL TRANSPORTATION SYSTEM | Lift | Platform / accessibility lift | Nos | 1 | Platform / accessibility lift incl. control and commissioning | VERTICAL TRANSPORTATION SYSTEM¦Lift¦Platform / accessibility lift
486 | MEP | F.10 | VERTICAL TRANSPORTATION SYSTEM | Escalator | Escalator | Nos | 1 | Escalator incl. truss, balustrade, control and commissioning | VERTICAL TRANSPORTATION SYSTEM¦Escalator¦Escalator
487 | MEP | F.10 | VERTICAL TRANSPORTATION SYSTEM | Lift shaft equipment | Lift shaft ladder | Nos | 1 | Lift pit access ladder incl. fixing | VERTICAL TRANSPORTATION SYSTEM¦Lift shaft equipment¦Lift shaft ladder
488 | MEP | F.10 | VERTICAL TRANSPORTATION SYSTEM | Lift shaft equipment | Shaft lighting & socket | Lot | 1 | Lift shaft lighting and socket incl. wiring and switch | VERTICAL TRANSPORTATION SYSTEM¦Lift shaft equipment¦Shaft lighting & socket
489 | MEP | F.10 | VERTICAL TRANSPORTATION SYSTEM | Lift shaft equipment | Machine room equipment | Lot | 1 | Lift machine room equipment incl. ventilation, lighting and hoisting beam | VERTICAL TRANSPORTATION SYSTEM¦Lift shaft equipment¦Machine room equipment
490 | MEP | F.00 | Services | Testing & Commissioning | Testing & commissioning | Lot | 1 | Testing, adjusting and commissioning of complete installation incl. report | Services¦Testing & Commissioning¦Testing & commissioning
491 | MEP | F.00 | Services | Testing & Commissioning | As-built drawing | Lot | 1 | As-built drawings incl. printing and soft copy submission | Services¦Testing & Commissioning¦As-built drawing
492 | MEP | F.00 | Services | Testing & Commissioning | O&M manual | Lot | 1 | Operation and maintenance manual incl. warranty documents | Services¦Testing & Commissioning¦O&M manual
493 | MEP | F.00 | Services | Testing & Commissioning | Training | Lot | 1 | Training of client operating personnel | Services¦Testing & Commissioning¦Training
494 | MEP | F.00 | Services | Testing & Commissioning | Spare parts | Lot | 1 | Recommended spare parts as per specification | Services¦Testing & Commissioning¦Spare parts
495 | External Works | G.01 | External Work | Site preparation | Site clearing | m2 | 1 | Site clearing; supply and lay complete incl. base preparation and jointing. | External Work¦Site preparation¦Site clearing
496 | External Works | G.01 | External Work | Site preparation | Cut & fill | m3 | 1 | Cut and fill to formation level incl. compaction | External Work¦Site preparation¦Cut & fill
497 | External Works | G.01 | External Work | Site preparation | Compaction | m2 | 1 | Compaction of formation to 95% MDD incl. watering and testing | External Work¦Site preparation¦Compaction
498 | External Works | G.02 | External Work | Roads, path, paving | Concrete paving | m2 | 1 | Reinforced concrete paving 150mm thk. incl. base, mesh and joint | External Work¦Roads, path, paving¦Concrete paving
499 | External Works | G.02 | External Work | Roads, path, paving | Asphalt paving | m2 | 1 | Asphalt concrete wearing course 50mm thk. incl. prime coat and base | External Work¦Roads, path, paving¦Asphalt paving
500 | External Works | G.02 | External Work | Roads, path, paving | Interlocking paver | m2 | 1 | Interlocking concrete paver 60mm thk. incl. sand bedding and jointing | External Work¦Roads, path, paving¦Interlocking paver
501 | External Works | G.02 | External Work | Roads, path, paving | Kerb | m | 1 | Precast concrete kerb incl. bedding, haunching and jointing | External Work¦Roads, path, paving¦Kerb
502 | External Works | G.02 | External Work | Roads, path, paving | Road marking | m | 1 | Thermoplastic road marking incl. surface preparation | External Work¦Roads, path, paving¦Road marking
503 | External Works | G.02 | External Work | Roads, path, paving | Car park | m2 | 1 | Car park surfacing incl. marking, wheel stop and signage | External Work¦Roads, path, paving¦Car park
504 | External Works | G.03 | External Work | Landscape | Top soil | m3 | 1 | Approved top soil spread and levelled | External Work¦Landscape¦Top soil
505 | External Works | G.03 | External Work | Landscape | Turfing | m2 | 1 | Turfing incl. top soil, fertiliser and watering to establishment | External Work¦Landscape¦Turfing
506 | External Works | G.03 | External Work | Landscape | Tree & shrub | Nos | 1 | Supply and plant tree / shrub incl. pit, soil mix, stake and maintenance | External Work¦Landscape¦Tree & shrub
507 | External Works | G.03 | External Work | Landscape | Planter | Nos | 1 | Planter box incl. waterproofing, drainage layer and soil | External Work¦Landscape¦Planter
508 | External Works | G.03 | External Work | Landscape | Irrigation system | Lot | 1 | Landscape irrigation system incl. piping, sprinkler, valve and controller | External Work¦Landscape¦Irrigation system
509 | External Works | G.04 | External Work | Fence, railing & wall | Boundary fence | m | 1 | Boundary fence incl. post, mesh/panel, foundation and painting | External Work¦Fence, railing & wall¦Boundary fence
510 | External Works | G.04 | External Work | Fence, railing & wall | Main gate | Nos | 1 | Main entrance gate incl. frame, leaf, hardware, motor and painting | External Work¦Fence, railing & wall¦Main gate
511 | External Works | G.04 | External Work | Fence, railing & wall | Guard rail | m | 1 | Steel guard rail incl. fabrication, painting and fixing | External Work¦Fence, railing & wall¦Guard rail
512 | External Works | G.04 | External Work | Fence, railing & wall | Boundary wall | m2 | 1 | Boundary wall incl. foundation, blockwork, plaster and paint | External Work¦Fence, railing & wall¦Boundary wall
513 | External Works | G.05 | External Work | External fixture | Flag pole | Nos | 1 | Flag pole incl. foundation, halyard and finishing | External Work¦External fixture¦Flag pole
514 | External Works | G.05 | External Work | External fixture | Bollard | Nos | 1 | Bollard incl. foundation and finishing | External Work¦External fixture¦Bollard
515 | External Works | G.05 | External Work | External fixture | Bicycle rack | Nos | 1 | Bicycle rack incl. fixing to slab | External Work¦External fixture¦Bicycle rack
516 | External Works | G.05 | External Work | External fixture | Covered walkway | m2 | 1 | Covered walkway incl. steel structure, roofing and finishes | External Work¦External fixture¦Covered walkway
517 | External Works | G.05 | External Work | External fixture | Guard house | Nos | 1 | Guard house incl. structure, finishes and services | External Work¦External fixture¦Guard house
518 | External Works | G.05 | External Work | External fixture | Playground / sport court | Lot | 1 | Playground / sport court incl. surfacing, marking and equipment | External Work¦External fixture¦Playground / sport court

## Description Library
DESCRIPTION LIBRARY — STANDARD BoQ DESCRIPTIONS (MATERIAL TYPE)
One or more standard descriptions per Sub Element. "In Price List = Yes" means a rate already exists in the current project Price List.
Copy the Description into the Material Type column of Raw Data. Edit sizes / grades to match the specification before pricing.
No. | Discipline | Budget Code | Section | Sub Section | Sub Element | Description (Material Type) | Unit | In Price List | Current Rate ($) | Key
1 | Civil and Structure | A.04 | Sub Structure | Site Preparation & Earthwork | Site Clearing | Site clearing, grubbing and removal of vegetation and debris off site | m2 | - |  | Sub Structure¦Site Preparation & Earthwork¦Site Clearing¦Site clearing, grubbing and removal of vegetation and debris off site
2 | Civil and Structure | A.04 | Sub Structure | Site Preparation & Earthwork | Excavation | Bulk excavation by machine incl. trimming and levelling of formation | m3 | - |  | Sub Structure¦Site Preparation & Earthwork¦Excavation¦Bulk excavation by machine incl. trimming and levelling of formation
3 | Civil and Structure | A.04 | Sub Structure | Site Preparation & Earthwork | Backfill | Backfilling with approved material in 200mm layers incl. compaction to 95% MDD | m3 | - |  | Sub Structure¦Site Preparation & Earthwork¦Backfill¦Backfilling with approved material in 200mm layers incl. compaction to 95% MDD
4 | Civil and Structure | A.04 | Sub Structure | Site Preparation & Earthwork | Soil Disposal | Cart away surplus excavated material off site incl. tipping fee | m3 | - |  | Sub Structure¦Site Preparation & Earthwork¦Soil Disposal¦Cart away surplus excavated material off site incl. tipping fee
5 | Civil and Structure | A.04 | Sub Structure | Site Preparation & Earthwork | Compaction | Compaction of formation to 95% MDD incl. watering and testing | m2 | - |  | Sub Structure¦Site Preparation & Earthwork¦Compaction¦Compaction of formation to 95% MDD incl. watering and testing
6 | Civil and Structure | A.04 | Sub Structure | Site Preparation & Earthwork | Dewatering | Dewatering incl. pumps, sump pits, piping and maintenance during construction | Lot | - |  | Sub Structure¦Site Preparation & Earthwork¦Dewatering¦Dewatering incl. pumps, sump pits, piping and maintenance during construction
7 | Civil and Structure | A.04 | Sub Structure | Site Preparation & Earthwork | Levelling & Setting Out | Setting out, levelling and establishment of benchmarks and grid lines | m2 | - |  | Sub Structure¦Site Preparation & Earthwork¦Levelling & Setting Out¦Setting out, levelling and establishment of benchmarks and grid lines
8 | Civil and Structure | B.02 | Sub Structure | Shoring & Sheet Pile | Sheet Pile Supply | Supply of steel sheet pile, hot rolled section as per design | m2 | - |  | Sub Structure¦Shoring & Sheet Pile¦Sheet Pile Supply¦Supply of steel sheet pile, hot rolled section as per design
9 | Civil and Structure | B.02 | Sub Structure | Shoring & Sheet Pile | Sheet Pile Driving | Driving of steel sheet pile to required depth incl. plant and equipment | m2 | - |  | Sub Structure¦Shoring & Sheet Pile¦Sheet Pile Driving¦Driving of steel sheet pile to required depth incl. plant and equipment
10 | Civil and Structure | B.02 | Sub Structure | Shoring & Sheet Pile | Sheet Pile Extraction | Extraction of steel sheet pile and making good of voids | m2 | - |  | Sub Structure¦Shoring & Sheet Pile¦Sheet Pile Extraction¦Extraction of steel sheet pile and making good of voids
11 | Civil and Structure | B.02 | Sub Structure | Shoring & Sheet Pile | Strut & Waler | Steel strut and waler incl. fabrication, installation and removal | kg | - |  | Sub Structure¦Shoring & Sheet Pile¦Strut & Waler¦Steel strut and waler incl. fabrication, installation and removal
12 | Civil and Structure | B.02 | Sub Structure | Shoring & Sheet Pile | Ground Anchor | Ground anchor incl. drilling, grouting, stressing and testing | Nos | - |  | Sub Structure¦Shoring & Sheet Pile¦Ground Anchor¦Ground anchor incl. drilling, grouting, stressing and testing
13 | Civil and Structure | B.02 | Sub Structure | Shoring & Sheet Pile | Guide Wall | Reinforced concrete guide wall incl. concrete, rebar and formwork | m | - |  | Sub Structure¦Shoring & Sheet Pile¦Guide Wall¦Reinforced concrete guide wall incl. concrete, rebar and formwork
14 | Civil and Structure | B.01 | Sub Structure | Bored Pile | Bored Pile Boring | Bored piling D1000mm incl. boring, casing and disposal of spoil | m | - |  | Sub Structure¦Bored Pile¦Bored Pile Boring¦Bored piling D1000mm incl. boring, casing and disposal of spoil
15 | Civil and Structure | B.01 | Sub Structure | Bored Pile | Bored Pile Boring | Bored piling D800mm incl. boring, casing and disposal of spoil | m | - |  | Sub Structure¦Bored Pile¦Bored Pile Boring¦Bored piling D800mm incl. boring, casing and disposal of spoil
16 | Civil and Structure | B.01 | Sub Structure | Bored Pile | Concrete | Normal Concrete, 35Mpa (Cylinder), Slump 13+-2.5 | m3 | Yes | 121.76 | Sub Structure¦Bored Pile¦Concrete¦Normal Concrete, 35Mpa (Cylinder), Slump 13+-2.5
17 | Civil and Structure | B.01 | Sub Structure | Bored Pile | Concrete | Normal Concrete, 35Mpa (Cylinder), Slump 15+-2.5 | m3 | Yes | 119.36 | Sub Structure¦Bored Pile¦Concrete¦Normal Concrete, 35Mpa (Cylinder), Slump 15+-2.5
18 | Civil and Structure | B.01 | Sub Structure | Bored Pile | Concrete | Normal Concrete, 25Mpa (Cylinder), Slump 10+-2.5 | m3 | - |  | Sub Structure¦Bored Pile¦Concrete¦Normal Concrete, 25Mpa (Cylinder), Slump 10+-2.5
19 | Civil and Structure | B.01 | Sub Structure | Bored Pile | Concrete | Normal Concrete, 30Mpa (Cylinder), Slump 13+-2.5 | m3 | - |  | Sub Structure¦Bored Pile¦Concrete¦Normal Concrete, 30Mpa (Cylinder), Slump 13+-2.5
20 | Civil and Structure | B.01 | Sub Structure | Bored Pile | Rebar | Deform Bar, DB10(fy=390 Mpa) | kg | Yes | 1.0176 | Sub Structure¦Bored Pile¦Rebar¦Deform Bar, DB10(fy=390 Mpa)
21 | Civil and Structure | B.01 | Sub Structure | Bored Pile | Rebar | Deform Bar, DB12(fy=390 Mpa) | kg | Yes | 0.9832 | Sub Structure¦Bored Pile¦Rebar¦Deform Bar, DB12(fy=390 Mpa)
22 | Civil and Structure | B.01 | Sub Structure | Bored Pile | Rebar | Deform Bar, DB14(fy=390 Mpa) | kg | Yes | 0.96 | Sub Structure¦Bored Pile¦Rebar¦Deform Bar, DB14(fy=390 Mpa)
23 | Civil and Structure | B.01 | Sub Structure | Bored Pile | Rebar | Deform Bar, DB16(fy=390 Mpa) | kg | Yes | 0.9488 | Sub Structure¦Bored Pile¦Rebar¦Deform Bar, DB16(fy=390 Mpa)
24 | Civil and Structure | B.01 | Sub Structure | Bored Pile | Rebar | Deform Bar, DB20(fy=390 Mpa) | kg | Yes | 0.9256 | Sub Structure¦Bored Pile¦Rebar¦Deform Bar, DB20(fy=390 Mpa)
25 | Civil and Structure | B.01 | Sub Structure | Bored Pile | Rebar | Deform Bar, DB25(fy=390 Mpa) | kg | Yes | 0.9024 | Sub Structure¦Bored Pile¦Rebar¦Deform Bar, DB25(fy=390 Mpa)
26 | Civil and Structure | B.01 | Sub Structure | Bored Pile | Rebar | Deform Bar, DB32(fy=390 Mpa) | kg | Yes | 0.8912 | Sub Structure¦Bored Pile¦Rebar¦Deform Bar, DB32(fy=390 Mpa)
27 | Civil and Structure | B.01 | Sub Structure | Bored Pile | Rebar | Round Bar, RB8(fy=250 Mpa) | kg | Yes | 1.0064 | Sub Structure¦Bored Pile¦Rebar¦Round Bar, RB8(fy=250 Mpa)
28 | Civil and Structure | B.01 | Sub Structure | Bored Pile | Rebar | Round Bar, RB6(fy=250 Mpa) | kg | - |  | Sub Structure¦Bored Pile¦Rebar¦Round Bar, RB6(fy=250 Mpa)
29 | Civil and Structure | B.01 | Sub Structure | Bored Pile | Steel Tie Wire | Steel Tie Wire 1mm (Estimated 4% of Total Rebar Weight) | kg | Yes | 1.404 | Sub Structure¦Bored Pile¦Steel Tie Wire¦Steel Tie Wire 1mm (Estimated 4% of Total Rebar Weight)
30 | Civil and Structure | B.01 | Sub Structure | Bored Pile | Steel Round Pipe | Steel Round Pipe (D49x2mm) with rush primer and paint | kg | Yes | 6.84 | Sub Structure¦Bored Pile¦Steel Round Pipe¦Steel Round Pipe (D49x2mm) with rush primer and paint
31 | Civil and Structure | B.01 | Sub Structure | Bored Pile | Bentonite / Slurry | Bentonite / polymer slurry incl. mixing, circulation and disposal | Lot | - |  | Sub Structure¦Bored Pile¦Bentonite / Slurry¦Bentonite / polymer slurry incl. mixing, circulation and disposal
32 | Civil and Structure | B.01 | Sub Structure | Bored Pile | Bored Pile Head Cutting | Pile Head Cutting up to required level D1000mm | Nos | Yes | 66 | Sub Structure¦Bored Pile¦Bored Pile Head Cutting¦Pile Head Cutting up to required level D1000mm
33 | Civil and Structure | B.01 | Sub Structure | Bored Pile | Bored Pile Head Cutting | Pile Head Cutting up to required level D800mm | Nos | Yes | 48 | Sub Structure¦Bored Pile¦Bored Pile Head Cutting¦Pile Head Cutting up to required level D800mm
34 | Civil and Structure | B.01 | Sub Structure | Bored Pile | Bored Pile Testing | Sonic Logging Test (SLT) | Nos | Yes | 55 | Sub Structure¦Bored Pile¦Bored Pile Testing¦Sonic Logging Test (SLT)
35 | Civil and Structure | B.01 | Sub Structure | Bored Pile | Bored Pile Testing | Pile Integrity Test (PIT) | Nos | - |  | Sub Structure¦Bored Pile¦Bored Pile Testing¦Pile Integrity Test (PIT)
36 | Civil and Structure | B.01 | Sub Structure | Bored Pile | Bored Pile Coring | Soil Coring for Bored Pile D1000mm, Depth 30m | Nos | Yes | 385 | Sub Structure¦Bored Pile¦Bored Pile Coring¦Soil Coring for Bored Pile D1000mm, Depth 30m
37 | Civil and Structure | B.01 | Sub Structure | Bored Pile | Bored Pile Coring | Soil Coring for Bored Pile D800mm, Depth 30m | Nos | Yes | 330 | Sub Structure¦Bored Pile¦Bored Pile Coring¦Soil Coring for Bored Pile D800mm, Depth 30m
38 | Civil and Structure | B.01 | Sub Structure | Bored Pile | Pile Load Test | Dynamic pile load test (PDA) | Nos | - |  | Sub Structure¦Bored Pile¦Pile Load Test¦Dynamic pile load test (PDA)
39 | Civil and Structure | B.01 | Sub Structure | Bored Pile | Pile Load Test | Static pile load test to 200% design working load | Nos | - |  | Sub Structure¦Bored Pile¦Pile Load Test¦Static pile load test to 200% design working load
40 | Civil and Structure | B.01 | Sub Structure | Bored Pile | Rebar Testing | Rebar Testing as per Specification | Nos | Yes | 220 | Sub Structure¦Bored Pile¦Rebar Testing¦Rebar Testing as per Specification
41 | Civil and Structure | B.01 | Sub Structure | Bored Pile | Concrete Testing | Concrete cube / cylinder test as per specification | Nos | - |  | Sub Structure¦Bored Pile¦Concrete Testing¦Concrete cube / cylinder test as per specification
42 | Civil and Structure | B.01 | Sub Structure | Driven Pile / Micro Pile | Pile Supply | Supply of precast / spun pile as per design section | m | - |  | Sub Structure¦Driven Pile / Micro Pile¦Pile Supply¦Supply of precast / spun pile as per design section
43 | Civil and Structure | B.01 | Sub Structure | Driven Pile / Micro Pile | Pile Driving | Driving of precast / spun pile to required set incl. plant | m | - |  | Sub Structure¦Driven Pile / Micro Pile¦Pile Driving¦Driving of precast / spun pile to required set incl. plant
44 | Civil and Structure | B.01 | Sub Structure | Driven Pile / Micro Pile | Pile Splicing | Pile splicing by full penetration weld incl. splice plate | Nos | - |  | Sub Structure¦Driven Pile / Micro Pile¦Pile Splicing¦Pile splicing by full penetration weld incl. splice plate
45 | Civil and Structure | B.01 | Sub Structure | Driven Pile / Micro Pile | Pile Head Cutting | Pile head cutting and trimming to required cut-off level | Nos | - |  | Sub Structure¦Driven Pile / Micro Pile¦Pile Head Cutting¦Pile head cutting and trimming to required cut-off level
46 | Civil and Structure | B.01 | Sub Structure | Driven Pile / Micro Pile | Pile Load Test | Dynamic pile load test (PDA) | Nos | - |  | Sub Structure¦Driven Pile / Micro Pile¦Pile Load Test¦Dynamic pile load test (PDA)
47 | Civil and Structure | B.01 | Sub Structure | Driven Pile / Micro Pile | Pile Load Test | Static pile load test to 200% design working load | Nos | - |  | Sub Structure¦Driven Pile / Micro Pile¦Pile Load Test¦Static pile load test to 200% design working load
48 | Civil and Structure | B.03 | Sub Structure | Pile Cap & Stump | Earthwork | Soil Backfill | m3 | Yes | 4.8 | Sub Structure¦Pile Cap & Stump¦Earthwork¦Soil Backfill
49 | Civil and Structure | B.03 | Sub Structure | Pile Cap & Stump | Earthwork | Soil Disposal | m3 | Yes | 4.8 | Sub Structure¦Pile Cap & Stump¦Earthwork¦Soil Disposal
50 | Civil and Structure | B.03 | Sub Structure | Pile Cap & Stump | Earthwork | Soil Excavation | m3 | Yes | 3.6 | Sub Structure¦Pile Cap & Stump¦Earthwork¦Soil Excavation
51 | Civil and Structure | B.03 | Sub Structure | Pile Cap & Stump | Base Preparation | Well Soil Compact | m2 | Yes | 2.4 | Sub Structure¦Pile Cap & Stump¦Base Preparation¦Well Soil Compact
52 | Civil and Structure | B.03 | Sub Structure | Pile Cap & Stump | Crush Stone | Crush Stone 40x60mm 100mm Thk. | m3 | Yes | 23.76 | Sub Structure¦Pile Cap & Stump¦Crush Stone¦Crush Stone 40x60mm 100mm Thk.
53 | Civil and Structure | B.03 | Sub Structure | Pile Cap & Stump | Crush Stone | Crush Stone 40x60mm 150mm Thk. | m3 | Yes | 23.76 | Sub Structure¦Pile Cap & Stump¦Crush Stone¦Crush Stone 40x60mm 150mm Thk.
54 | Civil and Structure | B.03 | Sub Structure | Pile Cap & Stump | Lean Concrete | Lean Concrete, 15Mpa (Cylinder) | m3 | Yes | 92.4 | Sub Structure¦Pile Cap & Stump¦Lean Concrete¦Lean Concrete, 15Mpa (Cylinder)
55 | Civil and Structure | B.03 | Sub Structure | Pile Cap & Stump | Concrete | Normal Concrete, 35Mpa (Cylinder), Slump 13+-2.5 | m3 | Yes | 121.76 | Sub Structure¦Pile Cap & Stump¦Concrete¦Normal Concrete, 35Mpa (Cylinder), Slump 13+-2.5
56 | Civil and Structure | B.03 | Sub Structure | Pile Cap & Stump | Concrete | Normal Concrete, 35Mpa (Cylinder), Slump 15+-2.5 | m3 | Yes | 119.36 | Sub Structure¦Pile Cap & Stump¦Concrete¦Normal Concrete, 35Mpa (Cylinder), Slump 15+-2.5
57 | Civil and Structure | B.03 | Sub Structure | Pile Cap & Stump | Concrete | Normal Concrete, 25Mpa (Cylinder), Slump 10+-2.5 | m3 | - |  | Sub Structure¦Pile Cap & Stump¦Concrete¦Normal Concrete, 25Mpa (Cylinder), Slump 10+-2.5
58 | Civil and Structure | B.03 | Sub Structure | Pile Cap & Stump | Concrete | Normal Concrete, 30Mpa (Cylinder), Slump 13+-2.5 | m3 | - |  | Sub Structure¦Pile Cap & Stump¦Concrete¦Normal Concrete, 30Mpa (Cylinder), Slump 13+-2.5
59 | Civil and Structure | B.03 | Sub Structure | Pile Cap & Stump | Formwork | Formwork | m2 | Yes | 12.8 | Sub Structure¦Pile Cap & Stump¦Formwork¦Formwork
60 | Civil and Structure | B.03 | Sub Structure | Pile Cap & Stump | Formwork | Formwork to curved / special shape incl. erection and striking | m2 | - |  | Sub Structure¦Pile Cap & Stump¦Formwork¦Formwork to curved / special shape incl. erection and striking
61 | Civil and Structure | B.03 | Sub Structure | Pile Cap & Stump | Formwork | Formwork, plywood 18mm thk. incl. erection, bracing, oiling and striking | m2 | - |  | Sub Structure¦Pile Cap & Stump¦Formwork¦Formwork, plywood 18mm thk. incl. erection, bracing, oiling and striking
62 | Civil and Structure | B.03 | Sub Structure | Pile Cap & Stump | Rebar | Deform Bar, DB10(fy=390 Mpa) | kg | Yes | 1.0176 | Sub Structure¦Pile Cap & Stump¦Rebar¦Deform Bar, DB10(fy=390 Mpa)
63 | Civil and Structure | B.03 | Sub Structure | Pile Cap & Stump | Rebar | Deform Bar, DB12(fy=390 Mpa) | kg | Yes | 0.9832 | Sub Structure¦Pile Cap & Stump¦Rebar¦Deform Bar, DB12(fy=390 Mpa)
64 | Civil and Structure | B.03 | Sub Structure | Pile Cap & Stump | Rebar | Deform Bar, DB14(fy=390 Mpa) | kg | Yes | 0.96 | Sub Structure¦Pile Cap & Stump¦Rebar¦Deform Bar, DB14(fy=390 Mpa)
65 | Civil and Structure | B.03 | Sub Structure | Pile Cap & Stump | Rebar | Deform Bar, DB16(fy=390 Mpa) | kg | Yes | 0.9488 | Sub Structure¦Pile Cap & Stump¦Rebar¦Deform Bar, DB16(fy=390 Mpa)
66 | Civil and Structure | B.03 | Sub Structure | Pile Cap & Stump | Rebar | Deform Bar, DB20(fy=390 Mpa) | kg | Yes | 0.9256 | Sub Structure¦Pile Cap & Stump¦Rebar¦Deform Bar, DB20(fy=390 Mpa)
67 | Civil and Structure | B.03 | Sub Structure | Pile Cap & Stump | Rebar | Deform Bar, DB25(fy=390 Mpa) | kg | Yes | 0.9024 | Sub Structure¦Pile Cap & Stump¦Rebar¦Deform Bar, DB25(fy=390 Mpa)
68 | Civil and Structure | B.03 | Sub Structure | Pile Cap & Stump | Rebar | Deform Bar, DB32(fy=390 Mpa) | kg | Yes | 0.8912 | Sub Structure¦Pile Cap & Stump¦Rebar¦Deform Bar, DB32(fy=390 Mpa)
69 | Civil and Structure | B.03 | Sub Structure | Pile Cap & Stump | Rebar | Round Bar, RB8(fy=250 Mpa) | kg | Yes | 1.0064 | Sub Structure¦Pile Cap & Stump¦Rebar¦Round Bar, RB8(fy=250 Mpa)
70 | Civil and Structure | B.03 | Sub Structure | Pile Cap & Stump | Rebar | Round Bar, RB6(fy=250 Mpa) | kg | - |  | Sub Structure¦Pile Cap & Stump¦Rebar¦Round Bar, RB6(fy=250 Mpa)
71 | Civil and Structure | B.03 | Sub Structure | Pile Cap & Stump | Steel Tie Wire | Steel Tie Wire 1mm (Estimated 4% of Total Rebar Weight) | kg | Yes | 1.404 | Sub Structure¦Pile Cap & Stump¦Steel Tie Wire¦Steel Tie Wire 1mm (Estimated 4% of Total Rebar Weight)
72 | Civil and Structure | B.03 | Sub Structure | Pile Cap & Stump | Water Stop | PVC Waterbar® V VN 20 (Width 200mm) | m | Yes | 6.28 | Sub Structure¦Pile Cap & Stump¦Water Stop¦PVC Waterbar® V VN 20 (Width 200mm)
73 | Civil and Structure | B.03 | Sub Structure | Pile Cap & Stump | Waterproofing | Membrance sheet 2mm thk | m2 | Yes | 9.68 | Sub Structure¦Pile Cap & Stump¦Waterproofing¦Membrance sheet 2mm thk
74 | Civil and Structure | B.03 | Sub Structure | Pile Cap & Stump | Waterproofing | Sika Waterproofing | m2 | Yes | 9.12 | Sub Structure¦Pile Cap & Stump¦Waterproofing¦Sika Waterproofing
75 | Civil and Structure | B.03 | Sub Structure | Pile Cap & Stump | Waterproofing | Cementitious waterproofing, 2 coats, to wet area incl. up-turn 300mm | m2 | - |  | Sub Structure¦Pile Cap & Stump¦Waterproofing¦Cementitious waterproofing, 2 coats, to wet area incl. up-turn 300mm
76 | Civil and Structure | B.03 | Sub Structure | Pile Cap & Stump | Anti-Termite | Anti-Termite with Plastic Membrane | m2 | Yes | 4 | Sub Structure¦Pile Cap & Stump¦Anti-Termite¦Anti-Termite with Plastic Membrane
77 | Civil and Structure | B.03 | Sub Structure | Footing / Raft Foundation | Earthwork | Soil Backfill | m3 | Yes | 4.8 | Sub Structure¦Footing / Raft Foundation¦Earthwork¦Soil Backfill
78 | Civil and Structure | B.03 | Sub Structure | Footing / Raft Foundation | Earthwork | Soil Disposal | m3 | Yes | 4.8 | Sub Structure¦Footing / Raft Foundation¦Earthwork¦Soil Disposal
79 | Civil and Structure | B.03 | Sub Structure | Footing / Raft Foundation | Earthwork | Soil Excavation | m3 | Yes | 3.6 | Sub Structure¦Footing / Raft Foundation¦Earthwork¦Soil Excavation
80 | Civil and Structure | B.03 | Sub Structure | Footing / Raft Foundation | Base Preparation | Well Soil Compact | m2 | Yes | 2.4 | Sub Structure¦Footing / Raft Foundation¦Base Preparation¦Well Soil Compact
81 | Civil and Structure | B.03 | Sub Structure | Footing / Raft Foundation | Crush Stone | Crush Stone 40x60mm 100mm Thk. | m3 | Yes | 23.76 | Sub Structure¦Footing / Raft Foundation¦Crush Stone¦Crush Stone 40x60mm 100mm Thk.
82 | Civil and Structure | B.03 | Sub Structure | Footing / Raft Foundation | Crush Stone | Crush Stone 40x60mm 150mm Thk. | m3 | Yes | 23.76 | Sub Structure¦Footing / Raft Foundation¦Crush Stone¦Crush Stone 40x60mm 150mm Thk.
83 | Civil and Structure | B.03 | Sub Structure | Footing / Raft Foundation | Lean Concrete | Lean Concrete, 15Mpa (Cylinder) | m3 | Yes | 92.4 | Sub Structure¦Footing / Raft Foundation¦Lean Concrete¦Lean Concrete, 15Mpa (Cylinder)
84 | Civil and Structure | B.03 | Sub Structure | Footing / Raft Foundation | Concrete | Normal Concrete, 35Mpa (Cylinder), Slump 13+-2.5 | m3 | Yes | 121.76 | Sub Structure¦Footing / Raft Foundation¦Concrete¦Normal Concrete, 35Mpa (Cylinder), Slump 13+-2.5
85 | Civil and Structure | B.03 | Sub Structure | Footing / Raft Foundation | Concrete | Normal Concrete, 35Mpa (Cylinder), Slump 15+-2.5 | m3 | Yes | 119.36 | Sub Structure¦Footing / Raft Foundation¦Concrete¦Normal Concrete, 35Mpa (Cylinder), Slump 15+-2.5
86 | Civil and Structure | B.03 | Sub Structure | Footing / Raft Foundation | Concrete | Normal Concrete, 25Mpa (Cylinder), Slump 10+-2.5 | m3 | - |  | Sub Structure¦Footing / Raft Foundation¦Concrete¦Normal Concrete, 25Mpa (Cylinder), Slump 10+-2.5
87 | Civil and Structure | B.03 | Sub Structure | Footing / Raft Foundation | Concrete | Normal Concrete, 30Mpa (Cylinder), Slump 13+-2.5 | m3 | - |  | Sub Structure¦Footing / Raft Foundation¦Concrete¦Normal Concrete, 30Mpa (Cylinder), Slump 13+-2.5
88 | Civil and Structure | B.03 | Sub Structure | Footing / Raft Foundation | Formwork | Formwork to curved / special shape incl. erection and striking | m2 | - |  | Sub Structure¦Footing / Raft Foundation¦Formwork¦Formwork to curved / special shape incl. erection and striking
89 | Civil and Structure | B.03 | Sub Structure | Footing / Raft Foundation | Formwork | Formwork, plywood 18mm thk. incl. erection, bracing, oiling and striking | m2 | - |  | Sub Structure¦Footing / Raft Foundation¦Formwork¦Formwork, plywood 18mm thk. incl. erection, bracing, oiling and striking
90 | Civil and Structure | B.03 | Sub Structure | Footing / Raft Foundation | Rebar | Deform Bar, DB10(fy=390 Mpa) | kg | Yes | 1.0176 | Sub Structure¦Footing / Raft Foundation¦Rebar¦Deform Bar, DB10(fy=390 Mpa)
91 | Civil and Structure | B.03 | Sub Structure | Footing / Raft Foundation | Rebar | Deform Bar, DB12(fy=390 Mpa) | kg | Yes | 0.9832 | Sub Structure¦Footing / Raft Foundation¦Rebar¦Deform Bar, DB12(fy=390 Mpa)
92 | Civil and Structure | B.03 | Sub Structure | Footing / Raft Foundation | Rebar | Deform Bar, DB14(fy=390 Mpa) | kg | Yes | 0.96 | Sub Structure¦Footing / Raft Foundation¦Rebar¦Deform Bar, DB14(fy=390 Mpa)
93 | Civil and Structure | B.03 | Sub Structure | Footing / Raft Foundation | Rebar | Deform Bar, DB16(fy=390 Mpa) | kg | Yes | 0.9488 | Sub Structure¦Footing / Raft Foundation¦Rebar¦Deform Bar, DB16(fy=390 Mpa)
94 | Civil and Structure | B.03 | Sub Structure | Footing / Raft Foundation | Rebar | Deform Bar, DB20(fy=390 Mpa) | kg | Yes | 0.9256 | Sub Structure¦Footing / Raft Foundation¦Rebar¦Deform Bar, DB20(fy=390 Mpa)
95 | Civil and Structure | B.03 | Sub Structure | Footing / Raft Foundation | Rebar | Deform Bar, DB25(fy=390 Mpa) | kg | Yes | 0.9024 | Sub Structure¦Footing / Raft Foundation¦Rebar¦Deform Bar, DB25(fy=390 Mpa)
96 | Civil and Structure | B.03 | Sub Structure | Footing / Raft Foundation | Rebar | Deform Bar, DB32(fy=390 Mpa) | kg | Yes | 0.8912 | Sub Structure¦Footing / Raft Foundation¦Rebar¦Deform Bar, DB32(fy=390 Mpa)
97 | Civil and Structure | B.03 | Sub Structure | Footing / Raft Foundation | Rebar | Round Bar, RB8(fy=250 Mpa) | kg | Yes | 1.0064 | Sub Structure¦Footing / Raft Foundation¦Rebar¦Round Bar, RB8(fy=250 Mpa)
98 | Civil and Structure | B.03 | Sub Structure | Footing / Raft Foundation | Rebar | Round Bar, RB6(fy=250 Mpa) | kg | - |  | Sub Structure¦Footing / Raft Foundation¦Rebar¦Round Bar, RB6(fy=250 Mpa)
99 | Civil and Structure | B.03 | Sub Structure | Footing / Raft Foundation | Steel Tie Wire | Steel Tie Wire 1mm (Estimated 4% of Total Rebar Weight) | kg | Yes | 1.404 | Sub Structure¦Footing / Raft Foundation¦Steel Tie Wire¦Steel Tie Wire 1mm (Estimated 4% of Total Rebar Weight)
100 | Civil and Structure | B.03 | Sub Structure | Footing / Raft Foundation | Water Stop | PVC Waterbar® V VN 20 (Width 200mm) | m | Yes | 6.28 | Sub Structure¦Footing / Raft Foundation¦Water Stop¦PVC Waterbar® V VN 20 (Width 200mm)
101 | Civil and Structure | B.03 | Sub Structure | Footing / Raft Foundation | Waterproofing | Membrance sheet 2mm thk | m2 | Yes | 9.68 | Sub Structure¦Footing / Raft Foundation¦Waterproofing¦Membrance sheet 2mm thk
102 | Civil and Structure | B.03 | Sub Structure | Footing / Raft Foundation | Waterproofing | Sika Waterproofing | m2 | Yes | 9.12 | Sub Structure¦Footing / Raft Foundation¦Waterproofing¦Sika Waterproofing
103 | Civil and Structure | B.03 | Sub Structure | Footing / Raft Foundation | Waterproofing | Cementitious waterproofing, 2 coats, to wet area incl. up-turn 300mm | m2 | - |  | Sub Structure¦Footing / Raft Foundation¦Waterproofing¦Cementitious waterproofing, 2 coats, to wet area incl. up-turn 300mm
104 | Civil and Structure | B.03 | Sub Structure | Footing / Raft Foundation | Anti-Termite | Anti-Termite with Plastic Membrane | m2 | Yes | 4 | Sub Structure¦Footing / Raft Foundation¦Anti-Termite¦Anti-Termite with Plastic Membrane
105 | Civil and Structure | B.03 | Sub Structure | Ground Beam / Tie Beam | Earthwork | Soil Backfill | m3 | Yes | 4.8 | Sub Structure¦Ground Beam / Tie Beam¦Earthwork¦Soil Backfill
106 | Civil and Structure | B.03 | Sub Structure | Ground Beam / Tie Beam | Earthwork | Soil Disposal | m3 | Yes | 4.8 | Sub Structure¦Ground Beam / Tie Beam¦Earthwork¦Soil Disposal
107 | Civil and Structure | B.03 | Sub Structure | Ground Beam / Tie Beam | Earthwork | Soil Excavation | m3 | Yes | 3.6 | Sub Structure¦Ground Beam / Tie Beam¦Earthwork¦Soil Excavation
108 | Civil and Structure | B.03 | Sub Structure | Ground Beam / Tie Beam | Lean Concrete | Lean Concrete, 15Mpa (Cylinder) | m3 | Yes | 92.4 | Sub Structure¦Ground Beam / Tie Beam¦Lean Concrete¦Lean Concrete, 15Mpa (Cylinder)
109 | Civil and Structure | B.03 | Sub Structure | Ground Beam / Tie Beam | Concrete | Normal Concrete, 35Mpa (Cylinder), Slump 13+-2.5 | m3 | Yes | 121.76 | Sub Structure¦Ground Beam / Tie Beam¦Concrete¦Normal Concrete, 35Mpa (Cylinder), Slump 13+-2.5
110 | Civil and Structure | B.03 | Sub Structure | Ground Beam / Tie Beam | Concrete | Normal Concrete, 35Mpa (Cylinder), Slump 15+-2.5 | m3 | Yes | 119.36 | Sub Structure¦Ground Beam / Tie Beam¦Concrete¦Normal Concrete, 35Mpa (Cylinder), Slump 15+-2.5
111 | Civil and Structure | B.03 | Sub Structure | Ground Beam / Tie Beam | Concrete | Normal Concrete, 25Mpa (Cylinder), Slump 10+-2.5 | m3 | - |  | Sub Structure¦Ground Beam / Tie Beam¦Concrete¦Normal Concrete, 25Mpa (Cylinder), Slump 10+-2.5
112 | Civil and Structure | B.03 | Sub Structure | Ground Beam / Tie Beam | Concrete | Normal Concrete, 30Mpa (Cylinder), Slump 13+-2.5 | m3 | - |  | Sub Structure¦Ground Beam / Tie Beam¦Concrete¦Normal Concrete, 30Mpa (Cylinder), Slump 13+-2.5
113 | Civil and Structure | B.03 | Sub Structure | Ground Beam / Tie Beam | Formwork | Formwork to curved / special shape incl. erection and striking | m2 | - |  | Sub Structure¦Ground Beam / Tie Beam¦Formwork¦Formwork to curved / special shape incl. erection and striking
114 | Civil and Structure | B.03 | Sub Structure | Ground Beam / Tie Beam | Formwork | Formwork, plywood 18mm thk. incl. erection, bracing, oiling and striking | m2 | - |  | Sub Structure¦Ground Beam / Tie Beam¦Formwork¦Formwork, plywood 18mm thk. incl. erection, bracing, oiling and striking
115 | Civil and Structure | B.03 | Sub Structure | Ground Beam / Tie Beam | Rebar | Deform Bar, DB10(fy=390 Mpa) | kg | Yes | 1.0176 | Sub Structure¦Ground Beam / Tie Beam¦Rebar¦Deform Bar, DB10(fy=390 Mpa)
116 | Civil and Structure | B.03 | Sub Structure | Ground Beam / Tie Beam | Rebar | Deform Bar, DB12(fy=390 Mpa) | kg | Yes | 0.9832 | Sub Structure¦Ground Beam / Tie Beam¦Rebar¦Deform Bar, DB12(fy=390 Mpa)
117 | Civil and Structure | B.03 | Sub Structure | Ground Beam / Tie Beam | Rebar | Deform Bar, DB14(fy=390 Mpa) | kg | Yes | 0.96 | Sub Structure¦Ground Beam / Tie Beam¦Rebar¦Deform Bar, DB14(fy=390 Mpa)
118 | Civil and Structure | B.03 | Sub Structure | Ground Beam / Tie Beam | Rebar | Deform Bar, DB16(fy=390 Mpa) | kg | Yes | 0.9488 | Sub Structure¦Ground Beam / Tie Beam¦Rebar¦Deform Bar, DB16(fy=390 Mpa)
119 | Civil and Structure | B.03 | Sub Structure | Ground Beam / Tie Beam | Rebar | Deform Bar, DB20(fy=390 Mpa) | kg | Yes | 0.9256 | Sub Structure¦Ground Beam / Tie Beam¦Rebar¦Deform Bar, DB20(fy=390 Mpa)
120 | Civil and Structure | B.03 | Sub Structure | Ground Beam / Tie Beam | Rebar | Deform Bar, DB25(fy=390 Mpa) | kg | Yes | 0.9024 | Sub Structure¦Ground Beam / Tie Beam¦Rebar¦Deform Bar, DB25(fy=390 Mpa)
121 | Civil and Structure | B.03 | Sub Structure | Ground Beam / Tie Beam | Rebar | Deform Bar, DB32(fy=390 Mpa) | kg | Yes | 0.8912 | Sub Structure¦Ground Beam / Tie Beam¦Rebar¦Deform Bar, DB32(fy=390 Mpa)
122 | Civil and Structure | B.03 | Sub Structure | Ground Beam / Tie Beam | Rebar | Round Bar, RB8(fy=250 Mpa) | kg | Yes | 1.0064 | Sub Structure¦Ground Beam / Tie Beam¦Rebar¦Round Bar, RB8(fy=250 Mpa)
123 | Civil and Structure | B.03 | Sub Structure | Ground Beam / Tie Beam | Rebar | Round Bar, RB6(fy=250 Mpa) | kg | - |  | Sub Structure¦Ground Beam / Tie Beam¦Rebar¦Round Bar, RB6(fy=250 Mpa)
124 | Civil and Structure | B.03 | Sub Structure | Ground Beam / Tie Beam | Steel Tie Wire | Steel Tie Wire 1mm (Estimated 4% of Total Rebar Weight) | kg | Yes | 1.404 | Sub Structure¦Ground Beam / Tie Beam¦Steel Tie Wire¦Steel Tie Wire 1mm (Estimated 4% of Total Rebar Weight)
125 | Civil and Structure | B.03 | Sub Structure | Ground Beam / Tie Beam | Waterproofing | Membrance sheet 2mm thk | m2 | Yes | 9.68 | Sub Structure¦Ground Beam / Tie Beam¦Waterproofing¦Membrance sheet 2mm thk
126 | Civil and Structure | B.03 | Sub Structure | Ground Beam / Tie Beam | Waterproofing | Sika Waterproofing | m2 | Yes | 9.12 | Sub Structure¦Ground Beam / Tie Beam¦Waterproofing¦Sika Waterproofing
127 | Civil and Structure | B.03 | Sub Structure | Ground Beam / Tie Beam | Waterproofing | Cementitious waterproofing, 2 coats, to wet area incl. up-turn 300mm | m2 | - |  | Sub Structure¦Ground Beam / Tie Beam¦Waterproofing¦Cementitious waterproofing, 2 coats, to wet area incl. up-turn 300mm
128 | Civil and Structure | B.03 | Sub Structure | Slab on Grade / Ground Slab | Base Preparation | Well Soil Compact | m2 | Yes | 2.4 | Sub Structure¦Slab on Grade / Ground Slab¦Base Preparation¦Well Soil Compact
129 | Civil and Structure | B.03 | Sub Structure | Slab on Grade / Ground Slab | Crush Stone | Crush Stone 40x60mm 100mm Thk. | m3 | Yes | 23.76 | Sub Structure¦Slab on Grade / Ground Slab¦Crush Stone¦Crush Stone 40x60mm 100mm Thk.
130 | Civil and Structure | B.03 | Sub Structure | Slab on Grade / Ground Slab | Crush Stone | Crush Stone 40x60mm 150mm Thk. | m3 | Yes | 23.76 | Sub Structure¦Slab on Grade / Ground Slab¦Crush Stone¦Crush Stone 40x60mm 150mm Thk.
131 | Civil and Structure | B.03 | Sub Structure | Slab on Grade / Ground Slab | Anti-Termite | Anti-Termite with Plastic Membrane | m2 | Yes | 4 | Sub Structure¦Slab on Grade / Ground Slab¦Anti-Termite¦Anti-Termite with Plastic Membrane
132 | Civil and Structure | B.03 | Sub Structure | Slab on Grade / Ground Slab | Vapour Barrier | Polyethylene vapour barrier 0.15mm thk. laid with 300mm laps | m2 | - |  | Sub Structure¦Slab on Grade / Ground Slab¦Vapour Barrier¦Polyethylene vapour barrier 0.15mm thk. laid with 300mm laps
133 | Civil and Structure | B.03 | Sub Structure | Slab on Grade / Ground Slab | Lean Concrete | Lean Concrete, 15Mpa (Cylinder) | m3 | Yes | 92.4 | Sub Structure¦Slab on Grade / Ground Slab¦Lean Concrete¦Lean Concrete, 15Mpa (Cylinder)
134 | Civil and Structure | B.03 | Sub Structure | Slab on Grade / Ground Slab | Concrete | Normal Concrete, 35Mpa (Cylinder), Slump 13+-2.5 | m3 | Yes | 121.76 | Sub Structure¦Slab on Grade / Ground Slab¦Concrete¦Normal Concrete, 35Mpa (Cylinder), Slump 13+-2.5
135 | Civil and Structure | B.03 | Sub Structure | Slab on Grade / Ground Slab | Concrete | Normal Concrete, 35Mpa (Cylinder), Slump 15+-2.5 | m3 | Yes | 119.36 | Sub Structure¦Slab on Grade / Ground Slab¦Concrete¦Normal Concrete, 35Mpa (Cylinder), Slump 15+-2.5
136 | Civil and Structure | B.03 | Sub Structure | Slab on Grade / Ground Slab | Concrete | Normal Concrete, 25Mpa (Cylinder), Slump 10+-2.5 | m3 | - |  | Sub Structure¦Slab on Grade / Ground Slab¦Concrete¦Normal Concrete, 25Mpa (Cylinder), Slump 10+-2.5
137 | Civil and Structure | B.03 | Sub Structure | Slab on Grade / Ground Slab | Concrete | Normal Concrete, 30Mpa (Cylinder), Slump 13+-2.5 | m3 | - |  | Sub Structure¦Slab on Grade / Ground Slab¦Concrete¦Normal Concrete, 30Mpa (Cylinder), Slump 13+-2.5
138 | Civil and Structure | B.03 | Sub Structure | Slab on Grade / Ground Slab | Formwork | Formwork to curved / special shape incl. erection and striking | m2 | - |  | Sub Structure¦Slab on Grade / Ground Slab¦Formwork¦Formwork to curved / special shape incl. erection and striking
139 | Civil and Structure | B.03 | Sub Structure | Slab on Grade / Ground Slab | Formwork | Formwork, plywood 18mm thk. incl. erection, bracing, oiling and striking | m2 | - |  | Sub Structure¦Slab on Grade / Ground Slab¦Formwork¦Formwork, plywood 18mm thk. incl. erection, bracing, oiling and striking
140 | Civil and Structure | B.03 | Sub Structure | Slab on Grade / Ground Slab | Rebar | Deform Bar, DB10(fy=390 Mpa) | kg | Yes | 1.0176 | Sub Structure¦Slab on Grade / Ground Slab¦Rebar¦Deform Bar, DB10(fy=390 Mpa)
141 | Civil and Structure | B.03 | Sub Structure | Slab on Grade / Ground Slab | Rebar | Deform Bar, DB12(fy=390 Mpa) | kg | Yes | 0.9832 | Sub Structure¦Slab on Grade / Ground Slab¦Rebar¦Deform Bar, DB12(fy=390 Mpa)
142 | Civil and Structure | B.03 | Sub Structure | Slab on Grade / Ground Slab | Rebar | Deform Bar, DB14(fy=390 Mpa) | kg | Yes | 0.96 | Sub Structure¦Slab on Grade / Ground Slab¦Rebar¦Deform Bar, DB14(fy=390 Mpa)
143 | Civil and Structure | B.03 | Sub Structure | Slab on Grade / Ground Slab | Rebar | Deform Bar, DB16(fy=390 Mpa) | kg | Yes | 0.9488 | Sub Structure¦Slab on Grade / Ground Slab¦Rebar¦Deform Bar, DB16(fy=390 Mpa)
144 | Civil and Structure | B.03 | Sub Structure | Slab on Grade / Ground Slab | Rebar | Deform Bar, DB20(fy=390 Mpa) | kg | Yes | 0.9256 | Sub Structure¦Slab on Grade / Ground Slab¦Rebar¦Deform Bar, DB20(fy=390 Mpa)
145 | Civil and Structure | B.03 | Sub Structure | Slab on Grade / Ground Slab | Rebar | Deform Bar, DB25(fy=390 Mpa) | kg | Yes | 0.9024 | Sub Structure¦Slab on Grade / Ground Slab¦Rebar¦Deform Bar, DB25(fy=390 Mpa)
146 | Civil and Structure | B.03 | Sub Structure | Slab on Grade / Ground Slab | Rebar | Deform Bar, DB32(fy=390 Mpa) | kg | Yes | 0.8912 | Sub Structure¦Slab on Grade / Ground Slab¦Rebar¦Deform Bar, DB32(fy=390 Mpa)
147 | Civil and Structure | B.03 | Sub Structure | Slab on Grade / Ground Slab | Rebar | Round Bar, RB8(fy=250 Mpa) | kg | Yes | 1.0064 | Sub Structure¦Slab on Grade / Ground Slab¦Rebar¦Round Bar, RB8(fy=250 Mpa)
148 | Civil and Structure | B.03 | Sub Structure | Slab on Grade / Ground Slab | Rebar | Round Bar, RB6(fy=250 Mpa) | kg | - |  | Sub Structure¦Slab on Grade / Ground Slab¦Rebar¦Round Bar, RB6(fy=250 Mpa)
149 | Civil and Structure | B.03 | Sub Structure | Slab on Grade / Ground Slab | Steel Tie Wire | Steel Tie Wire 1mm (Estimated 4% of Total Rebar Weight) | kg | Yes | 1.404 | Sub Structure¦Slab on Grade / Ground Slab¦Steel Tie Wire¦Steel Tie Wire 1mm (Estimated 4% of Total Rebar Weight)
150 | Civil and Structure | B.03 | Sub Structure | Slab on Grade / Ground Slab | Waterproofing | Membrance sheet 2mm thk | m2 | Yes | 9.68 | Sub Structure¦Slab on Grade / Ground Slab¦Waterproofing¦Membrance sheet 2mm thk
151 | Civil and Structure | B.03 | Sub Structure | Slab on Grade / Ground Slab | Waterproofing | Sika Waterproofing | m2 | Yes | 9.12 | Sub Structure¦Slab on Grade / Ground Slab¦Waterproofing¦Sika Waterproofing
152 | Civil and Structure | B.03 | Sub Structure | Slab on Grade / Ground Slab | Waterproofing | Cementitious waterproofing, 2 coats, to wet area incl. up-turn 300mm | m2 | - |  | Sub Structure¦Slab on Grade / Ground Slab¦Waterproofing¦Cementitious waterproofing, 2 coats, to wet area incl. up-turn 300mm
153 | Civil and Structure | B.03 | Sub Structure | Septic tank | Earthwork | Soil Backfill | m3 | Yes | 4.8 | Sub Structure¦Septic tank¦Earthwork¦Soil Backfill
154 | Civil and Structure | B.03 | Sub Structure | Septic tank | Earthwork | Soil Disposal | m3 | Yes | 4.8 | Sub Structure¦Septic tank¦Earthwork¦Soil Disposal
155 | Civil and Structure | B.03 | Sub Structure | Septic tank | Earthwork | Soil Excavation | m3 | Yes | 3.6 | Sub Structure¦Septic tank¦Earthwork¦Soil Excavation
156 | Civil and Structure | B.03 | Sub Structure | Septic tank | Base Preparation | Well Soil Compact | m2 | Yes | 2.4 | Sub Structure¦Septic tank¦Base Preparation¦Well Soil Compact
157 | Civil and Structure | B.03 | Sub Structure | Septic tank | Crush Stone | Crush Stone 40x60mm 100mm Thk. | m3 | Yes | 23.76 | Sub Structure¦Septic tank¦Crush Stone¦Crush Stone 40x60mm 100mm Thk.
158 | Civil and Structure | B.03 | Sub Structure | Septic tank | Crush Stone | Crush Stone 40x60mm 150mm Thk. | m3 | Yes | 23.76 | Sub Structure¦Septic tank¦Crush Stone¦Crush Stone 40x60mm 150mm Thk.
159 | Civil and Structure | B.03 | Sub Structure | Septic tank | Lean Concrete | Lean Concrete, 15Mpa (Cylinder) | m3 | Yes | 92.4 | Sub Structure¦Septic tank¦Lean Concrete¦Lean Concrete, 15Mpa (Cylinder)
160 | Civil and Structure | B.03 | Sub Structure | Septic tank | Concrete | Normal Concrete, 35Mpa (Cylinder), Slump 13+-2.5 | m3 | Yes | 121.76 | Sub Structure¦Septic tank¦Concrete¦Normal Concrete, 35Mpa (Cylinder), Slump 13+-2.5
161 | Civil and Structure | B.03 | Sub Structure | Septic tank | Concrete | Normal Concrete, 35Mpa (Cylinder), Slump 15+-2.5 | m3 | Yes | 119.36 | Sub Structure¦Septic tank¦Concrete¦Normal Concrete, 35Mpa (Cylinder), Slump 15+-2.5
162 | Civil and Structure | B.03 | Sub Structure | Septic tank | Concrete | Normal Concrete, 25Mpa (Cylinder), Slump 10+-2.5 | m3 | - |  | Sub Structure¦Septic tank¦Concrete¦Normal Concrete, 25Mpa (Cylinder), Slump 10+-2.5
163 | Civil and Structure | B.03 | Sub Structure | Septic tank | Concrete | Normal Concrete, 30Mpa (Cylinder), Slump 13+-2.5 | m3 | - |  | Sub Structure¦Septic tank¦Concrete¦Normal Concrete, 30Mpa (Cylinder), Slump 13+-2.5
164 | Civil and Structure | B.03 | Sub Structure | Septic tank | Formwork | Formwork to curved / special shape incl. erection and striking | m2 | - |  | Sub Structure¦Septic tank¦Formwork¦Formwork to curved / special shape incl. erection and striking
165 | Civil and Structure | B.03 | Sub Structure | Septic tank | Formwork | Formwork, plywood 18mm thk. incl. erection, bracing, oiling and striking | m2 | - |  | Sub Structure¦Septic tank¦Formwork¦Formwork, plywood 18mm thk. incl. erection, bracing, oiling and striking
166 | Civil and Structure | B.03 | Sub Structure | Septic tank | Rebar | Deform Bar, DB10(fy=390 Mpa) | kg | Yes | 1.0176 | Sub Structure¦Septic tank¦Rebar¦Deform Bar, DB10(fy=390 Mpa)
167 | Civil and Structure | B.03 | Sub Structure | Septic tank | Rebar | Deform Bar, DB12(fy=390 Mpa) | kg | Yes | 0.9832 | Sub Structure¦Septic tank¦Rebar¦Deform Bar, DB12(fy=390 Mpa)
168 | Civil and Structure | B.03 | Sub Structure | Septic tank | Rebar | Deform Bar, DB14(fy=390 Mpa) | kg | Yes | 0.96 | Sub Structure¦Septic tank¦Rebar¦Deform Bar, DB14(fy=390 Mpa)
169 | Civil and Structure | B.03 | Sub Structure | Septic tank | Rebar | Deform Bar, DB16(fy=390 Mpa) | kg | Yes | 0.9488 | Sub Structure¦Septic tank¦Rebar¦Deform Bar, DB16(fy=390 Mpa)
170 | Civil and Structure | B.03 | Sub Structure | Septic tank | Rebar | Deform Bar, DB20(fy=390 Mpa) | kg | Yes | 0.9256 | Sub Structure¦Septic tank¦Rebar¦Deform Bar, DB20(fy=390 Mpa)
171 | Civil and Structure | B.03 | Sub Structure | Septic tank | Rebar | Deform Bar, DB25(fy=390 Mpa) | kg | Yes | 0.9024 | Sub Structure¦Septic tank¦Rebar¦Deform Bar, DB25(fy=390 Mpa)
172 | Civil and Structure | B.03 | Sub Structure | Septic tank | Rebar | Deform Bar, DB32(fy=390 Mpa) | kg | Yes | 0.8912 | Sub Structure¦Septic tank¦Rebar¦Deform Bar, DB32(fy=390 Mpa)
173 | Civil and Structure | B.03 | Sub Structure | Septic tank | Rebar | Round Bar, RB8(fy=250 Mpa) | kg | Yes | 1.0064 | Sub Structure¦Septic tank¦Rebar¦Round Bar, RB8(fy=250 Mpa)
174 | Civil and Structure | B.03 | Sub Structure | Septic tank | Rebar | Round Bar, RB6(fy=250 Mpa) | kg | - |  | Sub Structure¦Septic tank¦Rebar¦Round Bar, RB6(fy=250 Mpa)
175 | Civil and Structure | B.03 | Sub Structure | Septic tank | Steel Tie Wire | Steel Tie Wire 1mm (Estimated 4% of Total Rebar Weight) | kg | Yes | 1.404 | Sub Structure¦Septic tank¦Steel Tie Wire¦Steel Tie Wire 1mm (Estimated 4% of Total Rebar Weight)
176 | Civil and Structure | B.03 | Sub Structure | Septic tank | Water Stop | PVC Waterbar® V VN 20 (Width 200mm) | m | Yes | 6.28 | Sub Structure¦Septic tank¦Water Stop¦PVC Waterbar® V VN 20 (Width 200mm)
177 | Civil and Structure | B.03 | Sub Structure | Septic tank | Waterproofing | Membrance sheet 2mm thk | m2 | Yes | 9.68 | Sub Structure¦Septic tank¦Waterproofing¦Membrance sheet 2mm thk
178 | Civil and Structure | B.03 | Sub Structure | Septic tank | Waterproofing | Sika Waterproofing | m2 | Yes | 9.12 | Sub Structure¦Septic tank¦Waterproofing¦Sika Waterproofing
179 | Civil and Structure | B.03 | Sub Structure | Septic tank | Waterproofing | Cementitious waterproofing, 2 coats, to wet area incl. up-turn 300mm | m2 | - |  | Sub Structure¦Septic tank¦Waterproofing¦Cementitious waterproofing, 2 coats, to wet area incl. up-turn 300mm
180 | Civil and Structure | B.03 | Sub Structure | Septic tank | Anti-Termite | Anti-Termite with Plastic Membrane | m2 | Yes | 4 | Sub Structure¦Septic tank¦Anti-Termite¦Anti-Termite with Plastic Membrane
181 | Civil and Structure | B.03 | Sub Structure | Water Tank / Sump Pit | Earthwork | Soil Backfill | m3 | Yes | 4.8 | Sub Structure¦Water Tank / Sump Pit¦Earthwork¦Soil Backfill
182 | Civil and Structure | B.03 | Sub Structure | Water Tank / Sump Pit | Earthwork | Soil Disposal | m3 | Yes | 4.8 | Sub Structure¦Water Tank / Sump Pit¦Earthwork¦Soil Disposal
183 | Civil and Structure | B.03 | Sub Structure | Water Tank / Sump Pit | Earthwork | Soil Excavation | m3 | Yes | 3.6 | Sub Structure¦Water Tank / Sump Pit¦Earthwork¦Soil Excavation
184 | Civil and Structure | B.03 | Sub Structure | Water Tank / Sump Pit | Base Preparation | Well Soil Compact | m2 | Yes | 2.4 | Sub Structure¦Water Tank / Sump Pit¦Base Preparation¦Well Soil Compact
185 | Civil and Structure | B.03 | Sub Structure | Water Tank / Sump Pit | Crush Stone | Crush Stone 40x60mm 100mm Thk. | m3 | Yes | 23.76 | Sub Structure¦Water Tank / Sump Pit¦Crush Stone¦Crush Stone 40x60mm 100mm Thk.
186 | Civil and Structure | B.03 | Sub Structure | Water Tank / Sump Pit | Crush Stone | Crush Stone 40x60mm 150mm Thk. | m3 | Yes | 23.76 | Sub Structure¦Water Tank / Sump Pit¦Crush Stone¦Crush Stone 40x60mm 150mm Thk.
187 | Civil and Structure | B.03 | Sub Structure | Water Tank / Sump Pit | Lean Concrete | Lean Concrete, 15Mpa (Cylinder) | m3 | Yes | 92.4 | Sub Structure¦Water Tank / Sump Pit¦Lean Concrete¦Lean Concrete, 15Mpa (Cylinder)
188 | Civil and Structure | B.03 | Sub Structure | Water Tank / Sump Pit | Concrete | Normal Concrete, 35Mpa (Cylinder), Slump 13+-2.5 | m3 | Yes | 121.76 | Sub Structure¦Water Tank / Sump Pit¦Concrete¦Normal Concrete, 35Mpa (Cylinder), Slump 13+-2.5
189 | Civil and Structure | B.03 | Sub Structure | Water Tank / Sump Pit | Concrete | Normal Concrete, 35Mpa (Cylinder), Slump 15+-2.5 | m3 | Yes | 119.36 | Sub Structure¦Water Tank / Sump Pit¦Concrete¦Normal Concrete, 35Mpa (Cylinder), Slump 15+-2.5
190 | Civil and Structure | B.03 | Sub Structure | Water Tank / Sump Pit | Concrete | Normal Concrete, 25Mpa (Cylinder), Slump 10+-2.5 | m3 | - |  | Sub Structure¦Water Tank / Sump Pit¦Concrete¦Normal Concrete, 25Mpa (Cylinder), Slump 10+-2.5
191 | Civil and Structure | B.03 | Sub Structure | Water Tank / Sump Pit | Concrete | Normal Concrete, 30Mpa (Cylinder), Slump 13+-2.5 | m3 | - |  | Sub Structure¦Water Tank / Sump Pit¦Concrete¦Normal Concrete, 30Mpa (Cylinder), Slump 13+-2.5
192 | Civil and Structure | B.03 | Sub Structure | Water Tank / Sump Pit | Formwork | Formwork to curved / special shape incl. erection and striking | m2 | - |  | Sub Structure¦Water Tank / Sump Pit¦Formwork¦Formwork to curved / special shape incl. erection and striking
193 | Civil and Structure | B.03 | Sub Structure | Water Tank / Sump Pit | Formwork | Formwork, plywood 18mm thk. incl. erection, bracing, oiling and striking | m2 | - |  | Sub Structure¦Water Tank / Sump Pit¦Formwork¦Formwork, plywood 18mm thk. incl. erection, bracing, oiling and striking
194 | Civil and Structure | B.03 | Sub Structure | Water Tank / Sump Pit | Rebar | Deform Bar, DB10(fy=390 Mpa) | kg | Yes | 1.0176 | Sub Structure¦Water Tank / Sump Pit¦Rebar¦Deform Bar, DB10(fy=390 Mpa)
195 | Civil and Structure | B.03 | Sub Structure | Water Tank / Sump Pit | Rebar | Deform Bar, DB12(fy=390 Mpa) | kg | Yes | 0.9832 | Sub Structure¦Water Tank / Sump Pit¦Rebar¦Deform Bar, DB12(fy=390 Mpa)
196 | Civil and Structure | B.03 | Sub Structure | Water Tank / Sump Pit | Rebar | Deform Bar, DB14(fy=390 Mpa) | kg | Yes | 0.96 | Sub Structure¦Water Tank / Sump Pit¦Rebar¦Deform Bar, DB14(fy=390 Mpa)
197 | Civil and Structure | B.03 | Sub Structure | Water Tank / Sump Pit | Rebar | Deform Bar, DB16(fy=390 Mpa) | kg | Yes | 0.9488 | Sub Structure¦Water Tank / Sump Pit¦Rebar¦Deform Bar, DB16(fy=390 Mpa)
198 | Civil and Structure | B.03 | Sub Structure | Water Tank / Sump Pit | Rebar | Deform Bar, DB20(fy=390 Mpa) | kg | Yes | 0.9256 | Sub Structure¦Water Tank / Sump Pit¦Rebar¦Deform Bar, DB20(fy=390 Mpa)
199 | Civil and Structure | B.03 | Sub Structure | Water Tank / Sump Pit | Rebar | Deform Bar, DB25(fy=390 Mpa) | kg | Yes | 0.9024 | Sub Structure¦Water Tank / Sump Pit¦Rebar¦Deform Bar, DB25(fy=390 Mpa)
200 | Civil and Structure | B.03 | Sub Structure | Water Tank / Sump Pit | Rebar | Deform Bar, DB32(fy=390 Mpa) | kg | Yes | 0.8912 | Sub Structure¦Water Tank / Sump Pit¦Rebar¦Deform Bar, DB32(fy=390 Mpa)
201 | Civil and Structure | B.03 | Sub Structure | Water Tank / Sump Pit | Rebar | Round Bar, RB8(fy=250 Mpa) | kg | Yes | 1.0064 | Sub Structure¦Water Tank / Sump Pit¦Rebar¦Round Bar, RB8(fy=250 Mpa)
202 | Civil and Structure | B.03 | Sub Structure | Water Tank / Sump Pit | Rebar | Round Bar, RB6(fy=250 Mpa) | kg | - |  | Sub Structure¦Water Tank / Sump Pit¦Rebar¦Round Bar, RB6(fy=250 Mpa)
203 | Civil and Structure | B.03 | Sub Structure | Water Tank / Sump Pit | Steel Tie Wire | Steel Tie Wire 1mm (Estimated 4% of Total Rebar Weight) | kg | Yes | 1.404 | Sub Structure¦Water Tank / Sump Pit¦Steel Tie Wire¦Steel Tie Wire 1mm (Estimated 4% of Total Rebar Weight)
204 | Civil and Structure | B.03 | Sub Structure | Water Tank / Sump Pit | Water Stop | PVC Waterbar® V VN 20 (Width 200mm) | m | Yes | 6.28 | Sub Structure¦Water Tank / Sump Pit¦Water Stop¦PVC Waterbar® V VN 20 (Width 200mm)
205 | Civil and Structure | B.03 | Sub Structure | Water Tank / Sump Pit | Waterproofing | Membrance sheet 2mm thk | m2 | Yes | 9.68 | Sub Structure¦Water Tank / Sump Pit¦Waterproofing¦Membrance sheet 2mm thk
206 | Civil and Structure | B.03 | Sub Structure | Water Tank / Sump Pit | Waterproofing | Sika Waterproofing | m2 | Yes | 9.12 | Sub Structure¦Water Tank / Sump Pit¦Waterproofing¦Sika Waterproofing
207 | Civil and Structure | B.03 | Sub Structure | Water Tank / Sump Pit | Waterproofing | Cementitious waterproofing, 2 coats, to wet area incl. up-turn 300mm | m2 | - |  | Sub Structure¦Water Tank / Sump Pit¦Waterproofing¦Cementitious waterproofing, 2 coats, to wet area incl. up-turn 300mm
208 | Civil and Structure | B.03 | Sub Structure | Water Tank / Sump Pit | Anti-Termite | Anti-Termite with Plastic Membrane | m2 | Yes | 4 | Sub Structure¦Water Tank / Sump Pit¦Anti-Termite¦Anti-Termite with Plastic Membrane
209 | Civil and Structure | B.03 | Sub Structure | Lift Pit | Earthwork | Soil Backfill | m3 | Yes | 4.8 | Sub Structure¦Lift Pit¦Earthwork¦Soil Backfill
210 | Civil and Structure | B.03 | Sub Structure | Lift Pit | Earthwork | Soil Disposal | m3 | Yes | 4.8 | Sub Structure¦Lift Pit¦Earthwork¦Soil Disposal
211 | Civil and Structure | B.03 | Sub Structure | Lift Pit | Earthwork | Soil Excavation | m3 | Yes | 3.6 | Sub Structure¦Lift Pit¦Earthwork¦Soil Excavation
212 | Civil and Structure | B.03 | Sub Structure | Lift Pit | Lean Concrete | Lean Concrete, 15Mpa (Cylinder) | m3 | Yes | 92.4 | Sub Structure¦Lift Pit¦Lean Concrete¦Lean Concrete, 15Mpa (Cylinder)
213 | Civil and Structure | B.03 | Sub Structure | Lift Pit | Concrete | Normal Concrete, 35Mpa (Cylinder), Slump 13+-2.5 | m3 | Yes | 121.76 | Sub Structure¦Lift Pit¦Concrete¦Normal Concrete, 35Mpa (Cylinder), Slump 13+-2.5
214 | Civil and Structure | B.03 | Sub Structure | Lift Pit | Concrete | Normal Concrete, 35Mpa (Cylinder), Slump 15+-2.5 | m3 | Yes | 119.36 | Sub Structure¦Lift Pit¦Concrete¦Normal Concrete, 35Mpa (Cylinder), Slump 15+-2.5
215 | Civil and Structure | B.03 | Sub Structure | Lift Pit | Concrete | Normal Concrete, 25Mpa (Cylinder), Slump 10+-2.5 | m3 | - |  | Sub Structure¦Lift Pit¦Concrete¦Normal Concrete, 25Mpa (Cylinder), Slump 10+-2.5
216 | Civil and Structure | B.03 | Sub Structure | Lift Pit | Concrete | Normal Concrete, 30Mpa (Cylinder), Slump 13+-2.5 | m3 | - |  | Sub Structure¦Lift Pit¦Concrete¦Normal Concrete, 30Mpa (Cylinder), Slump 13+-2.5
217 | Civil and Structure | B.03 | Sub Structure | Lift Pit | Formwork | Formwork to curved / special shape incl. erection and striking | m2 | - |  | Sub Structure¦Lift Pit¦Formwork¦Formwork to curved / special shape incl. erection and striking
218 | Civil and Structure | B.03 | Sub Structure | Lift Pit | Formwork | Formwork, plywood 18mm thk. incl. erection, bracing, oiling and striking | m2 | - |  | Sub Structure¦Lift Pit¦Formwork¦Formwork, plywood 18mm thk. incl. erection, bracing, oiling and striking
219 | Civil and Structure | B.03 | Sub Structure | Lift Pit | Rebar | Deform Bar, DB10(fy=390 Mpa) | kg | Yes | 1.0176 | Sub Structure¦Lift Pit¦Rebar¦Deform Bar, DB10(fy=390 Mpa)
220 | Civil and Structure | B.03 | Sub Structure | Lift Pit | Rebar | Deform Bar, DB12(fy=390 Mpa) | kg | Yes | 0.9832 | Sub Structure¦Lift Pit¦Rebar¦Deform Bar, DB12(fy=390 Mpa)
221 | Civil and Structure | B.03 | Sub Structure | Lift Pit | Rebar | Deform Bar, DB14(fy=390 Mpa) | kg | Yes | 0.96 | Sub Structure¦Lift Pit¦Rebar¦Deform Bar, DB14(fy=390 Mpa)
222 | Civil and Structure | B.03 | Sub Structure | Lift Pit | Rebar | Deform Bar, DB16(fy=390 Mpa) | kg | Yes | 0.9488 | Sub Structure¦Lift Pit¦Rebar¦Deform Bar, DB16(fy=390 Mpa)
223 | Civil and Structure | B.03 | Sub Structure | Lift Pit | Rebar | Deform Bar, DB20(fy=390 Mpa) | kg | Yes | 0.9256 | Sub Structure¦Lift Pit¦Rebar¦Deform Bar, DB20(fy=390 Mpa)
224 | Civil and Structure | B.03 | Sub Structure | Lift Pit | Rebar | Deform Bar, DB25(fy=390 Mpa) | kg | Yes | 0.9024 | Sub Structure¦Lift Pit¦Rebar¦Deform Bar, DB25(fy=390 Mpa)
225 | Civil and Structure | B.03 | Sub Structure | Lift Pit | Rebar | Deform Bar, DB32(fy=390 Mpa) | kg | Yes | 0.8912 | Sub Structure¦Lift Pit¦Rebar¦Deform Bar, DB32(fy=390 Mpa)
226 | Civil and Structure | B.03 | Sub Structure | Lift Pit | Rebar | Round Bar, RB8(fy=250 Mpa) | kg | Yes | 1.0064 | Sub Structure¦Lift Pit¦Rebar¦Round Bar, RB8(fy=250 Mpa)
227 | Civil and Structure | B.03 | Sub Structure | Lift Pit | Rebar | Round Bar, RB6(fy=250 Mpa) | kg | - |  | Sub Structure¦Lift Pit¦Rebar¦Round Bar, RB6(fy=250 Mpa)
228 | Civil and Structure | B.03 | Sub Structure | Lift Pit | Steel Tie Wire | Steel Tie Wire 1mm (Estimated 4% of Total Rebar Weight) | kg | Yes | 1.404 | Sub Structure¦Lift Pit¦Steel Tie Wire¦Steel Tie Wire 1mm (Estimated 4% of Total Rebar Weight)
229 | Civil and Structure | B.03 | Sub Structure | Lift Pit | Water Stop | PVC Waterbar® V VN 20 (Width 200mm) | m | Yes | 6.28 | Sub Structure¦Lift Pit¦Water Stop¦PVC Waterbar® V VN 20 (Width 200mm)
230 | Civil and Structure | B.03 | Sub Structure | Lift Pit | Waterproofing | Membrance sheet 2mm thk | m2 | Yes | 9.68 | Sub Structure¦Lift Pit¦Waterproofing¦Membrance sheet 2mm thk
231 | Civil and Structure | B.03 | Sub Structure | Lift Pit | Waterproofing | Sika Waterproofing | m2 | Yes | 9.12 | Sub Structure¦Lift Pit¦Waterproofing¦Sika Waterproofing
232 | Civil and Structure | B.03 | Sub Structure | Lift Pit | Waterproofing | Cementitious waterproofing, 2 coats, to wet area incl. up-turn 300mm | m2 | - |  | Sub Structure¦Lift Pit¦Waterproofing¦Cementitious waterproofing, 2 coats, to wet area incl. up-turn 300mm
233 | Civil and Structure | B.02 | Sub Structure | Basement / Retaining Wall | Earthwork | Soil Backfill | m3 | Yes | 4.8 | Sub Structure¦Basement / Retaining Wall¦Earthwork¦Soil Backfill
234 | Civil and Structure | B.02 | Sub Structure | Basement / Retaining Wall | Earthwork | Soil Disposal | m3 | Yes | 4.8 | Sub Structure¦Basement / Retaining Wall¦Earthwork¦Soil Disposal
235 | Civil and Structure | B.02 | Sub Structure | Basement / Retaining Wall | Earthwork | Soil Excavation | m3 | Yes | 3.6 | Sub Structure¦Basement / Retaining Wall¦Earthwork¦Soil Excavation
236 | Civil and Structure | B.02 | Sub Structure | Basement / Retaining Wall | Concrete | Normal Concrete, 35Mpa (Cylinder), Slump 13+-2.5 | m3 | Yes | 121.76 | Sub Structure¦Basement / Retaining Wall¦Concrete¦Normal Concrete, 35Mpa (Cylinder), Slump 13+-2.5
237 | Civil and Structure | B.02 | Sub Structure | Basement / Retaining Wall | Concrete | Normal Concrete, 35Mpa (Cylinder), Slump 15+-2.5 | m3 | Yes | 119.36 | Sub Structure¦Basement / Retaining Wall¦Concrete¦Normal Concrete, 35Mpa (Cylinder), Slump 15+-2.5
238 | Civil and Structure | B.02 | Sub Structure | Basement / Retaining Wall | Concrete | Normal Concrete, 25Mpa (Cylinder), Slump 10+-2.5 | m3 | - |  | Sub Structure¦Basement / Retaining Wall¦Concrete¦Normal Concrete, 25Mpa (Cylinder), Slump 10+-2.5
239 | Civil and Structure | B.02 | Sub Structure | Basement / Retaining Wall | Concrete | Normal Concrete, 30Mpa (Cylinder), Slump 13+-2.5 | m3 | - |  | Sub Structure¦Basement / Retaining Wall¦Concrete¦Normal Concrete, 30Mpa (Cylinder), Slump 13+-2.5
240 | Civil and Structure | B.02 | Sub Structure | Basement / Retaining Wall | Formwork | Formwork to curved / special shape incl. erection and striking | m2 | - |  | Sub Structure¦Basement / Retaining Wall¦Formwork¦Formwork to curved / special shape incl. erection and striking
241 | Civil and Structure | B.02 | Sub Structure | Basement / Retaining Wall | Formwork | Formwork, plywood 18mm thk. incl. erection, bracing, oiling and striking | m2 | - |  | Sub Structure¦Basement / Retaining Wall¦Formwork¦Formwork, plywood 18mm thk. incl. erection, bracing, oiling and striking
242 | Civil and Structure | B.02 | Sub Structure | Basement / Retaining Wall | Rebar | Deform Bar, DB10(fy=390 Mpa) | kg | Yes | 1.0176 | Sub Structure¦Basement / Retaining Wall¦Rebar¦Deform Bar, DB10(fy=390 Mpa)
243 | Civil and Structure | B.02 | Sub Structure | Basement / Retaining Wall | Rebar | Deform Bar, DB12(fy=390 Mpa) | kg | Yes | 0.9832 | Sub Structure¦Basement / Retaining Wall¦Rebar¦Deform Bar, DB12(fy=390 Mpa)
244 | Civil and Structure | B.02 | Sub Structure | Basement / Retaining Wall | Rebar | Deform Bar, DB14(fy=390 Mpa) | kg | Yes | 0.96 | Sub Structure¦Basement / Retaining Wall¦Rebar¦Deform Bar, DB14(fy=390 Mpa)
245 | Civil and Structure | B.02 | Sub Structure | Basement / Retaining Wall | Rebar | Deform Bar, DB16(fy=390 Mpa) | kg | Yes | 0.9488 | Sub Structure¦Basement / Retaining Wall¦Rebar¦Deform Bar, DB16(fy=390 Mpa)
246 | Civil and Structure | B.02 | Sub Structure | Basement / Retaining Wall | Rebar | Deform Bar, DB20(fy=390 Mpa) | kg | Yes | 0.9256 | Sub Structure¦Basement / Retaining Wall¦Rebar¦Deform Bar, DB20(fy=390 Mpa)
247 | Civil and Structure | B.02 | Sub Structure | Basement / Retaining Wall | Rebar | Deform Bar, DB25(fy=390 Mpa) | kg | Yes | 0.9024 | Sub Structure¦Basement / Retaining Wall¦Rebar¦Deform Bar, DB25(fy=390 Mpa)
248 | Civil and Structure | B.02 | Sub Structure | Basement / Retaining Wall | Rebar | Deform Bar, DB32(fy=390 Mpa) | kg | Yes | 0.8912 | Sub Structure¦Basement / Retaining Wall¦Rebar¦Deform Bar, DB32(fy=390 Mpa)
249 | Civil and Structure | B.02 | Sub Structure | Basement / Retaining Wall | Rebar | Round Bar, RB8(fy=250 Mpa) | kg | Yes | 1.0064 | Sub Structure¦Basement / Retaining Wall¦Rebar¦Round Bar, RB8(fy=250 Mpa)
250 | Civil and Structure | B.02 | Sub Structure | Basement / Retaining Wall | Rebar | Round Bar, RB6(fy=250 Mpa) | kg | - |  | Sub Structure¦Basement / Retaining Wall¦Rebar¦Round Bar, RB6(fy=250 Mpa)
251 | Civil and Structure | B.02 | Sub Structure | Basement / Retaining Wall | Steel Tie Wire | Steel Tie Wire 1mm (Estimated 4% of Total Rebar Weight) | kg | Yes | 1.404 | Sub Structure¦Basement / Retaining Wall¦Steel Tie Wire¦Steel Tie Wire 1mm (Estimated 4% of Total Rebar Weight)
252 | Civil and Structure | B.02 | Sub Structure | Basement / Retaining Wall | Water Stop | PVC Waterbar® V VN 20 (Width 200mm) | m | Yes | 6.28 | Sub Structure¦Basement / Retaining Wall¦Water Stop¦PVC Waterbar® V VN 20 (Width 200mm)
253 | Civil and Structure | B.02 | Sub Structure | Basement / Retaining Wall | Waterproofing | Membrance sheet 2mm thk | m2 | Yes | 9.68 | Sub Structure¦Basement / Retaining Wall¦Waterproofing¦Membrance sheet 2mm thk
254 | Civil and Structure | B.02 | Sub Structure | Basement / Retaining Wall | Waterproofing | Sika Waterproofing | m2 | Yes | 9.12 | Sub Structure¦Basement / Retaining Wall¦Waterproofing¦Sika Waterproofing
255 | Civil and Structure | B.02 | Sub Structure | Basement / Retaining Wall | Waterproofing | Cementitious waterproofing, 2 coats, to wet area incl. up-turn 300mm | m2 | - |  | Sub Structure¦Basement / Retaining Wall¦Waterproofing¦Cementitious waterproofing, 2 coats, to wet area incl. up-turn 300mm
256 | Civil and Structure | B.02 | Sub Structure | Basement / Retaining Wall | Protection Board | Protection board 6mm thk. to waterproofing membrane | m2 | - |  | Sub Structure¦Basement / Retaining Wall¦Protection Board¦Protection board 6mm thk. to waterproofing membrane
257 | Civil and Structure | B.02 | Sub Structure | Basement / Retaining Wall | Drainage Board | Dimpled HDPE drainage board with filter fabric | m2 | - |  | Sub Structure¦Basement / Retaining Wall¦Drainage Board¦Dimpled HDPE drainage board with filter fabric
258 | Civil and Structure | B.04 | Super Structure | Structural Column | Concrete | Normal Concrete, 35Mpa (Cylinder), Slump 13+-2.5 | m3 | Yes | 121.76 | Super Structure¦Structural Column¦Concrete¦Normal Concrete, 35Mpa (Cylinder), Slump 13+-2.5
259 | Civil and Structure | B.04 | Super Structure | Structural Column | Concrete | Normal Concrete, 35Mpa (Cylinder), Slump 15+-2.5 | m3 | Yes | 119.36 | Super Structure¦Structural Column¦Concrete¦Normal Concrete, 35Mpa (Cylinder), Slump 15+-2.5
260 | Civil and Structure | B.04 | Super Structure | Structural Column | Concrete | Normal Concrete, 25Mpa (Cylinder), Slump 10+-2.5 | m3 | - |  | Super Structure¦Structural Column¦Concrete¦Normal Concrete, 25Mpa (Cylinder), Slump 10+-2.5
261 | Civil and Structure | B.04 | Super Structure | Structural Column | Concrete | Normal Concrete, 30Mpa (Cylinder), Slump 13+-2.5 | m3 | - |  | Super Structure¦Structural Column¦Concrete¦Normal Concrete, 30Mpa (Cylinder), Slump 13+-2.5
262 | Civil and Structure | B.04 | Super Structure | Structural Column | Formwork | Formwork to curved / special shape incl. erection and striking | m2 | - |  | Super Structure¦Structural Column¦Formwork¦Formwork to curved / special shape incl. erection and striking
263 | Civil and Structure | B.04 | Super Structure | Structural Column | Formwork | Formwork, plywood 18mm thk. incl. erection, bracing, oiling and striking | m2 | - |  | Super Structure¦Structural Column¦Formwork¦Formwork, plywood 18mm thk. incl. erection, bracing, oiling and striking
264 | Civil and Structure | B.04 | Super Structure | Structural Column | Rebar | Deform Bar, DB10(fy=390 Mpa) | kg | Yes | 1.0176 | Super Structure¦Structural Column¦Rebar¦Deform Bar, DB10(fy=390 Mpa)
265 | Civil and Structure | B.04 | Super Structure | Structural Column | Rebar | Deform Bar, DB12(fy=390 Mpa) | kg | Yes | 0.9832 | Super Structure¦Structural Column¦Rebar¦Deform Bar, DB12(fy=390 Mpa)
266 | Civil and Structure | B.04 | Super Structure | Structural Column | Rebar | Deform Bar, DB14(fy=390 Mpa) | kg | Yes | 0.96 | Super Structure¦Structural Column¦Rebar¦Deform Bar, DB14(fy=390 Mpa)
267 | Civil and Structure | B.04 | Super Structure | Structural Column | Rebar | Deform Bar, DB16(fy=390 Mpa) | kg | Yes | 0.9488 | Super Structure¦Structural Column¦Rebar¦Deform Bar, DB16(fy=390 Mpa)
268 | Civil and Structure | B.04 | Super Structure | Structural Column | Rebar | Deform Bar, DB20(fy=390 Mpa) | kg | Yes | 0.9256 | Super Structure¦Structural Column¦Rebar¦Deform Bar, DB20(fy=390 Mpa)
269 | Civil and Structure | B.04 | Super Structure | Structural Column | Rebar | Deform Bar, DB25(fy=390 Mpa) | kg | Yes | 0.9024 | Super Structure¦Structural Column¦Rebar¦Deform Bar, DB25(fy=390 Mpa)
270 | Civil and Structure | B.04 | Super Structure | Structural Column | Rebar | Deform Bar, DB32(fy=390 Mpa) | kg | Yes | 0.8912 | Super Structure¦Structural Column¦Rebar¦Deform Bar, DB32(fy=390 Mpa)
271 | Civil and Structure | B.04 | Super Structure | Structural Column | Rebar | Round Bar, RB8(fy=250 Mpa) | kg | Yes | 1.0064 | Super Structure¦Structural Column¦Rebar¦Round Bar, RB8(fy=250 Mpa)
272 | Civil and Structure | B.04 | Super Structure | Structural Column | Rebar | Round Bar, RB6(fy=250 Mpa) | kg | - |  | Super Structure¦Structural Column¦Rebar¦Round Bar, RB6(fy=250 Mpa)
273 | Civil and Structure | B.04 | Super Structure | Structural Column | Steel Tie Wire | Steel Tie Wire 1mm (Estimated 4% of Total Rebar Weight) | kg | Yes | 1.404 | Super Structure¦Structural Column¦Steel Tie Wire¦Steel Tie Wire 1mm (Estimated 4% of Total Rebar Weight)
274 | Civil and Structure | B.04 | Super Structure | Structural Column | Column Starter Bar | Column starter bar incl. bending, fixing and tying | kg | - |  | Super Structure¦Structural Column¦Column Starter Bar¦Column starter bar incl. bending, fixing and tying
275 | Civil and Structure | B.04 | Super Structure | Structural Column | Grouting | Non-shrink cementitious grout to base plate / gap | Nos | - |  | Super Structure¦Structural Column¦Grouting¦Non-shrink cementitious grout to base plate / gap
276 | Civil and Structure | B.04 | Super Structure | Structural Beam | Concrete | Normal Concrete, 35Mpa (Cylinder), Slump 13+-2.5 | m3 | Yes | 121.76 | Super Structure¦Structural Beam¦Concrete¦Normal Concrete, 35Mpa (Cylinder), Slump 13+-2.5
277 | Civil and Structure | B.04 | Super Structure | Structural Beam | Concrete | Normal Concrete, 35Mpa (Cylinder), Slump 15+-2.5 | m3 | Yes | 119.36 | Super Structure¦Structural Beam¦Concrete¦Normal Concrete, 35Mpa (Cylinder), Slump 15+-2.5
278 | Civil and Structure | B.04 | Super Structure | Structural Beam | Concrete | Normal Concrete, 25Mpa (Cylinder), Slump 10+-2.5 | m3 | - |  | Super Structure¦Structural Beam¦Concrete¦Normal Concrete, 25Mpa (Cylinder), Slump 10+-2.5
279 | Civil and Structure | B.04 | Super Structure | Structural Beam | Concrete | Normal Concrete, 30Mpa (Cylinder), Slump 13+-2.5 | m3 | - |  | Super Structure¦Structural Beam¦Concrete¦Normal Concrete, 30Mpa (Cylinder), Slump 13+-2.5
280 | Civil and Structure | B.04 | Super Structure | Structural Beam | Formwork | Formwork to curved / special shape incl. erection and striking | m2 | - |  | Super Structure¦Structural Beam¦Formwork¦Formwork to curved / special shape incl. erection and striking
281 | Civil and Structure | B.04 | Super Structure | Structural Beam | Formwork | Formwork, plywood 18mm thk. incl. erection, bracing, oiling and striking | m2 | - |  | Super Structure¦Structural Beam¦Formwork¦Formwork, plywood 18mm thk. incl. erection, bracing, oiling and striking
282 | Civil and Structure | B.04 | Super Structure | Structural Beam | Rebar | Deform Bar, DB10(fy=390 Mpa) | kg | Yes | 1.0176 | Super Structure¦Structural Beam¦Rebar¦Deform Bar, DB10(fy=390 Mpa)
283 | Civil and Structure | B.04 | Super Structure | Structural Beam | Rebar | Deform Bar, DB12(fy=390 Mpa) | kg | Yes | 0.9832 | Super Structure¦Structural Beam¦Rebar¦Deform Bar, DB12(fy=390 Mpa)
284 | Civil and Structure | B.04 | Super Structure | Structural Beam | Rebar | Deform Bar, DB14(fy=390 Mpa) | kg | Yes | 0.96 | Super Structure¦Structural Beam¦Rebar¦Deform Bar, DB14(fy=390 Mpa)
285 | Civil and Structure | B.04 | Super Structure | Structural Beam | Rebar | Deform Bar, DB16(fy=390 Mpa) | kg | Yes | 0.9488 | Super Structure¦Structural Beam¦Rebar¦Deform Bar, DB16(fy=390 Mpa)
286 | Civil and Structure | B.04 | Super Structure | Structural Beam | Rebar | Deform Bar, DB20(fy=390 Mpa) | kg | Yes | 0.9256 | Super Structure¦Structural Beam¦Rebar¦Deform Bar, DB20(fy=390 Mpa)
287 | Civil and Structure | B.04 | Super Structure | Structural Beam | Rebar | Deform Bar, DB25(fy=390 Mpa) | kg | Yes | 0.9024 | Super Structure¦Structural Beam¦Rebar¦Deform Bar, DB25(fy=390 Mpa)
288 | Civil and Structure | B.04 | Super Structure | Structural Beam | Rebar | Deform Bar, DB32(fy=390 Mpa) | kg | Yes | 0.8912 | Super Structure¦Structural Beam¦Rebar¦Deform Bar, DB32(fy=390 Mpa)
289 | Civil and Structure | B.04 | Super Structure | Structural Beam | Rebar | Round Bar, RB8(fy=250 Mpa) | kg | Yes | 1.0064 | Super Structure¦Structural Beam¦Rebar¦Round Bar, RB8(fy=250 Mpa)
290 | Civil and Structure | B.04 | Super Structure | Structural Beam | Rebar | Round Bar, RB6(fy=250 Mpa) | kg | - |  | Super Structure¦Structural Beam¦Rebar¦Round Bar, RB6(fy=250 Mpa)
291 | Civil and Structure | B.04 | Super Structure | Structural Beam | Steel Tie Wire | Steel Tie Wire 1mm (Estimated 4% of Total Rebar Weight) | kg | Yes | 1.404 | Super Structure¦Structural Beam¦Steel Tie Wire¦Steel Tie Wire 1mm (Estimated 4% of Total Rebar Weight)
292 | Civil and Structure | B.04 | Super Structure | Structural Slab | Concrete | Normal Concrete, 35Mpa (Cylinder), Slump 13+-2.5 | m3 | Yes | 121.76 | Super Structure¦Structural Slab¦Concrete¦Normal Concrete, 35Mpa (Cylinder), Slump 13+-2.5
293 | Civil and Structure | B.04 | Super Structure | Structural Slab | Concrete | Normal Concrete, 35Mpa (Cylinder), Slump 15+-2.5 | m3 | Yes | 119.36 | Super Structure¦Structural Slab¦Concrete¦Normal Concrete, 35Mpa (Cylinder), Slump 15+-2.5
294 | Civil and Structure | B.04 | Super Structure | Structural Slab | Concrete | Normal Concrete, 25Mpa (Cylinder), Slump 10+-2.5 | m3 | - |  | Super Structure¦Structural Slab¦Concrete¦Normal Concrete, 25Mpa (Cylinder), Slump 10+-2.5
295 | Civil and Structure | B.04 | Super Structure | Structural Slab | Concrete | Normal Concrete, 30Mpa (Cylinder), Slump 13+-2.5 | m3 | - |  | Super Structure¦Structural Slab¦Concrete¦Normal Concrete, 30Mpa (Cylinder), Slump 13+-2.5
296 | Civil and Structure | B.04 | Super Structure | Structural Slab | Formwork | Formwork to curved / special shape incl. erection and striking | m2 | - |  | Super Structure¦Structural Slab¦Formwork¦Formwork to curved / special shape incl. erection and striking
297 | Civil and Structure | B.04 | Super Structure | Structural Slab | Formwork | Formwork, plywood 18mm thk. incl. erection, bracing, oiling and striking | m2 | - |  | Super Structure¦Structural Slab¦Formwork¦Formwork, plywood 18mm thk. incl. erection, bracing, oiling and striking
298 | Civil and Structure | B.04 | Super Structure | Structural Slab | Rebar | Deform Bar, DB10(fy=390 Mpa) | kg | Yes | 1.0176 | Super Structure¦Structural Slab¦Rebar¦Deform Bar, DB10(fy=390 Mpa)
299 | Civil and Structure | B.04 | Super Structure | Structural Slab | Rebar | Deform Bar, DB12(fy=390 Mpa) | kg | Yes | 0.9832 | Super Structure¦Structural Slab¦Rebar¦Deform Bar, DB12(fy=390 Mpa)
300 | Civil and Structure | B.04 | Super Structure | Structural Slab | Rebar | Deform Bar, DB14(fy=390 Mpa) | kg | Yes | 0.96 | Super Structure¦Structural Slab¦Rebar¦Deform Bar, DB14(fy=390 Mpa)
301 | Civil and Structure | B.04 | Super Structure | Structural Slab | Rebar | Deform Bar, DB16(fy=390 Mpa) | kg | Yes | 0.9488 | Super Structure¦Structural Slab¦Rebar¦Deform Bar, DB16(fy=390 Mpa)
302 | Civil and Structure | B.04 | Super Structure | Structural Slab | Rebar | Deform Bar, DB20(fy=390 Mpa) | kg | Yes | 0.9256 | Super Structure¦Structural Slab¦Rebar¦Deform Bar, DB20(fy=390 Mpa)
303 | Civil and Structure | B.04 | Super Structure | Structural Slab | Rebar | Deform Bar, DB25(fy=390 Mpa) | kg | Yes | 0.9024 | Super Structure¦Structural Slab¦Rebar¦Deform Bar, DB25(fy=390 Mpa)
304 | Civil and Structure | B.04 | Super Structure | Structural Slab | Rebar | Deform Bar, DB32(fy=390 Mpa) | kg | Yes | 0.8912 | Super Structure¦Structural Slab¦Rebar¦Deform Bar, DB32(fy=390 Mpa)
305 | Civil and Structure | B.04 | Super Structure | Structural Slab | Rebar | Round Bar, RB8(fy=250 Mpa) | kg | Yes | 1.0064 | Super Structure¦Structural Slab¦Rebar¦Round Bar, RB8(fy=250 Mpa)
306 | Civil and Structure | B.04 | Super Structure | Structural Slab | Rebar | Round Bar, RB6(fy=250 Mpa) | kg | - |  | Super Structure¦Structural Slab¦Rebar¦Round Bar, RB6(fy=250 Mpa)
307 | Civil and Structure | B.04 | Super Structure | Structural Slab | Steel Tie Wire | Steel Tie Wire 1mm (Estimated 4% of Total Rebar Weight) | kg | Yes | 1.404 | Super Structure¦Structural Slab¦Steel Tie Wire¦Steel Tie Wire 1mm (Estimated 4% of Total Rebar Weight)
308 | Civil and Structure | B.04 | Super Structure | Structural Slab | Post-Tension Strand | Post-tension strand incl. duct, anchorage, stressing and grouting | kg | - |  | Super Structure¦Structural Slab¦Post-Tension Strand¦Post-tension strand incl. duct, anchorage, stressing and grouting
309 | Civil and Structure | B.04 | Super Structure | Structural Slab | Steel Deck | Galvanised steel deck 0.75mm thk. incl. shear stud and end closure | m2 | - |  | Super Structure¦Structural Slab¦Steel Deck¦Galvanised steel deck 0.75mm thk. incl. shear stud and end closure
310 | Civil and Structure | B.04 | Super Structure | Structural Wall | Concrete | Normal Concrete, 35Mpa (Cylinder), Slump 13+-2.5 | m3 | Yes | 121.76 | Super Structure¦Structural Wall¦Concrete¦Normal Concrete, 35Mpa (Cylinder), Slump 13+-2.5
311 | Civil and Structure | B.04 | Super Structure | Structural Wall | Concrete | Normal Concrete, 35Mpa (Cylinder), Slump 15+-2.5 | m3 | Yes | 119.36 | Super Structure¦Structural Wall¦Concrete¦Normal Concrete, 35Mpa (Cylinder), Slump 15+-2.5
312 | Civil and Structure | B.04 | Super Structure | Structural Wall | Concrete | Normal Concrete, 25Mpa (Cylinder), Slump 10+-2.5 | m3 | - |  | Super Structure¦Structural Wall¦Concrete¦Normal Concrete, 25Mpa (Cylinder), Slump 10+-2.5
313 | Civil and Structure | B.04 | Super Structure | Structural Wall | Concrete | Normal Concrete, 30Mpa (Cylinder), Slump 13+-2.5 | m3 | - |  | Super Structure¦Structural Wall¦Concrete¦Normal Concrete, 30Mpa (Cylinder), Slump 13+-2.5
314 | Civil and Structure | B.04 | Super Structure | Structural Wall | Formwork | Formwork to curved / special shape incl. erection and striking | m2 | - |  | Super Structure¦Structural Wall¦Formwork¦Formwork to curved / special shape incl. erection and striking
315 | Civil and Structure | B.04 | Super Structure | Structural Wall | Formwork | Formwork, plywood 18mm thk. incl. erection, bracing, oiling and striking | m2 | - |  | Super Structure¦Structural Wall¦Formwork¦Formwork, plywood 18mm thk. incl. erection, bracing, oiling and striking
316 | Civil and Structure | B.04 | Super Structure | Structural Wall | Rebar | Deform Bar, DB10(fy=390 Mpa) | kg | Yes | 1.0176 | Super Structure¦Structural Wall¦Rebar¦Deform Bar, DB10(fy=390 Mpa)
317 | Civil and Structure | B.04 | Super Structure | Structural Wall | Rebar | Deform Bar, DB12(fy=390 Mpa) | kg | Yes | 0.9832 | Super Structure¦Structural Wall¦Rebar¦Deform Bar, DB12(fy=390 Mpa)
318 | Civil and Structure | B.04 | Super Structure | Structural Wall | Rebar | Deform Bar, DB14(fy=390 Mpa) | kg | Yes | 0.96 | Super Structure¦Structural Wall¦Rebar¦Deform Bar, DB14(fy=390 Mpa)
319 | Civil and Structure | B.04 | Super Structure | Structural Wall | Rebar | Deform Bar, DB16(fy=390 Mpa) | kg | Yes | 0.9488 | Super Structure¦Structural Wall¦Rebar¦Deform Bar, DB16(fy=390 Mpa)
320 | Civil and Structure | B.04 | Super Structure | Structural Wall | Rebar | Deform Bar, DB20(fy=390 Mpa) | kg | Yes | 0.9256 | Super Structure¦Structural Wall¦Rebar¦Deform Bar, DB20(fy=390 Mpa)
321 | Civil and Structure | B.04 | Super Structure | Structural Wall | Rebar | Deform Bar, DB25(fy=390 Mpa) | kg | Yes | 0.9024 | Super Structure¦Structural Wall¦Rebar¦Deform Bar, DB25(fy=390 Mpa)
322 | Civil and Structure | B.04 | Super Structure | Structural Wall | Rebar | Deform Bar, DB32(fy=390 Mpa) | kg | Yes | 0.8912 | Super Structure¦Structural Wall¦Rebar¦Deform Bar, DB32(fy=390 Mpa)
323 | Civil and Structure | B.04 | Super Structure | Structural Wall | Rebar | Round Bar, RB8(fy=250 Mpa) | kg | Yes | 1.0064 | Super Structure¦Structural Wall¦Rebar¦Round Bar, RB8(fy=250 Mpa)
324 | Civil and Structure | B.04 | Super Structure | Structural Wall | Rebar | Round Bar, RB6(fy=250 Mpa) | kg | - |  | Super Structure¦Structural Wall¦Rebar¦Round Bar, RB6(fy=250 Mpa)
325 | Civil and Structure | B.04 | Super Structure | Structural Wall | Steel Tie Wire | Steel Tie Wire 1mm (Estimated 4% of Total Rebar Weight) | kg | Yes | 1.404 | Super Structure¦Structural Wall¦Steel Tie Wire¦Steel Tie Wire 1mm (Estimated 4% of Total Rebar Weight)
326 | Civil and Structure | B.04 | Super Structure | Structural Wall | Water Stop | PVC Waterbar® V VN 20 (Width 200mm) | m | Yes | 6.28 | Super Structure¦Structural Wall¦Water Stop¦PVC Waterbar® V VN 20 (Width 200mm)
327 | Civil and Structure | B.04 | Super Structure | Structural Staircase | Concrete | Normal Concrete, 35Mpa (Cylinder), Slump 13+-2.5 | m3 | Yes | 121.76 | Super Structure¦Structural Staircase¦Concrete¦Normal Concrete, 35Mpa (Cylinder), Slump 13+-2.5
328 | Civil and Structure | B.04 | Super Structure | Structural Staircase | Concrete | Normal Concrete, 35Mpa (Cylinder), Slump 15+-2.5 | m3 | Yes | 119.36 | Super Structure¦Structural Staircase¦Concrete¦Normal Concrete, 35Mpa (Cylinder), Slump 15+-2.5
329 | Civil and Structure | B.04 | Super Structure | Structural Staircase | Concrete | Normal Concrete, 25Mpa (Cylinder), Slump 10+-2.5 | m3 | - |  | Super Structure¦Structural Staircase¦Concrete¦Normal Concrete, 25Mpa (Cylinder), Slump 10+-2.5
330 | Civil and Structure | B.04 | Super Structure | Structural Staircase | Concrete | Normal Concrete, 30Mpa (Cylinder), Slump 13+-2.5 | m3 | - |  | Super Structure¦Structural Staircase¦Concrete¦Normal Concrete, 30Mpa (Cylinder), Slump 13+-2.5
331 | Civil and Structure | B.04 | Super Structure | Structural Staircase | Formwork | Formwork to curved / special shape incl. erection and striking | m2 | - |  | Super Structure¦Structural Staircase¦Formwork¦Formwork to curved / special shape incl. erection and striking
332 | Civil and Structure | B.04 | Super Structure | Structural Staircase | Formwork | Formwork, plywood 18mm thk. incl. erection, bracing, oiling and striking | m2 | - |  | Super Structure¦Structural Staircase¦Formwork¦Formwork, plywood 18mm thk. incl. erection, bracing, oiling and striking
333 | Civil and Structure | B.04 | Super Structure | Structural Staircase | Rebar | Deform Bar, DB10(fy=390 Mpa) | kg | Yes | 1.0176 | Super Structure¦Structural Staircase¦Rebar¦Deform Bar, DB10(fy=390 Mpa)
334 | Civil and Structure | B.04 | Super Structure | Structural Staircase | Rebar | Deform Bar, DB12(fy=390 Mpa) | kg | Yes | 0.9832 | Super Structure¦Structural Staircase¦Rebar¦Deform Bar, DB12(fy=390 Mpa)
335 | Civil and Structure | B.04 | Super Structure | Structural Staircase | Rebar | Deform Bar, DB14(fy=390 Mpa) | kg | Yes | 0.96 | Super Structure¦Structural Staircase¦Rebar¦Deform Bar, DB14(fy=390 Mpa)
336 | Civil and Structure | B.04 | Super Structure | Structural Staircase | Rebar | Deform Bar, DB16(fy=390 Mpa) | kg | Yes | 0.9488 | Super Structure¦Structural Staircase¦Rebar¦Deform Bar, DB16(fy=390 Mpa)
337 | Civil and Structure | B.04 | Super Structure | Structural Staircase | Rebar | Deform Bar, DB20(fy=390 Mpa) | kg | Yes | 0.9256 | Super Structure¦Structural Staircase¦Rebar¦Deform Bar, DB20(fy=390 Mpa)
338 | Civil and Structure | B.04 | Super Structure | Structural Staircase | Rebar | Deform Bar, DB25(fy=390 Mpa) | kg | Yes | 0.9024 | Super Structure¦Structural Staircase¦Rebar¦Deform Bar, DB25(fy=390 Mpa)
339 | Civil and Structure | B.04 | Super Structure | Structural Staircase | Rebar | Deform Bar, DB32(fy=390 Mpa) | kg | Yes | 0.8912 | Super Structure¦Structural Staircase¦Rebar¦Deform Bar, DB32(fy=390 Mpa)
340 | Civil and Structure | B.04 | Super Structure | Structural Staircase | Rebar | Round Bar, RB8(fy=250 Mpa) | kg | Yes | 1.0064 | Super Structure¦Structural Staircase¦Rebar¦Round Bar, RB8(fy=250 Mpa)
341 | Civil and Structure | B.04 | Super Structure | Structural Staircase | Rebar | Round Bar, RB6(fy=250 Mpa) | kg | - |  | Super Structure¦Structural Staircase¦Rebar¦Round Bar, RB6(fy=250 Mpa)
342 | Civil and Structure | B.04 | Super Structure | Structural Staircase | Steel Tie Wire | Steel Tie Wire 1mm (Estimated 4% of Total Rebar Weight) | kg | Yes | 1.404 | Super Structure¦Structural Staircase¦Steel Tie Wire¦Steel Tie Wire 1mm (Estimated 4% of Total Rebar Weight)
343 | Civil and Structure | B.04 | Super Structure | Parapet wall & Stiffener Column | Concrete | Normal Concrete, 35Mpa (Cylinder), Slump 13+-2.5 | m3 | Yes | 121.76 | Super Structure¦Parapet wall & Stiffener Column¦Concrete¦Normal Concrete, 35Mpa (Cylinder), Slump 13+-2.5
344 | Civil and Structure | B.04 | Super Structure | Parapet wall & Stiffener Column | Concrete | Normal Concrete, 35Mpa (Cylinder), Slump 15+-2.5 | m3 | Yes | 119.36 | Super Structure¦Parapet wall & Stiffener Column¦Concrete¦Normal Concrete, 35Mpa (Cylinder), Slump 15+-2.5
345 | Civil and Structure | B.04 | Super Structure | Parapet wall & Stiffener Column | Concrete | Normal Concrete, 25Mpa (Cylinder), Slump 10+-2.5 | m3 | - |  | Super Structure¦Parapet wall & Stiffener Column¦Concrete¦Normal Concrete, 25Mpa (Cylinder), Slump 10+-2.5
346 | Civil and Structure | B.04 | Super Structure | Parapet wall & Stiffener Column | Concrete | Normal Concrete, 30Mpa (Cylinder), Slump 13+-2.5 | m3 | - |  | Super Structure¦Parapet wall & Stiffener Column¦Concrete¦Normal Concrete, 30Mpa (Cylinder), Slump 13+-2.5
347 | Civil and Structure | B.04 | Super Structure | Parapet wall & Stiffener Column | Formwork | Formwork to curved / special shape incl. erection and striking | m2 | - |  | Super Structure¦Parapet wall & Stiffener Column¦Formwork¦Formwork to curved / special shape incl. erection and striking
348 | Civil and Structure | B.04 | Super Structure | Parapet wall & Stiffener Column | Formwork | Formwork, plywood 18mm thk. incl. erection, bracing, oiling and striking | m2 | - |  | Super Structure¦Parapet wall & Stiffener Column¦Formwork¦Formwork, plywood 18mm thk. incl. erection, bracing, oiling and striking
349 | Civil and Structure | B.04 | Super Structure | Parapet wall & Stiffener Column | Rebar | Deform Bar, DB10(fy=390 Mpa) | kg | Yes | 1.0176 | Super Structure¦Parapet wall & Stiffener Column¦Rebar¦Deform Bar, DB10(fy=390 Mpa)
350 | Civil and Structure | B.04 | Super Structure | Parapet wall & Stiffener Column | Rebar | Deform Bar, DB12(fy=390 Mpa) | kg | Yes | 0.9832 | Super Structure¦Parapet wall & Stiffener Column¦Rebar¦Deform Bar, DB12(fy=390 Mpa)
351 | Civil and Structure | B.04 | Super Structure | Parapet wall & Stiffener Column | Rebar | Deform Bar, DB14(fy=390 Mpa) | kg | Yes | 0.96 | Super Structure¦Parapet wall & Stiffener Column¦Rebar¦Deform Bar, DB14(fy=390 Mpa)
352 | Civil and Structure | B.04 | Super Structure | Parapet wall & Stiffener Column | Rebar | Deform Bar, DB16(fy=390 Mpa) | kg | Yes | 0.9488 | Super Structure¦Parapet wall & Stiffener Column¦Rebar¦Deform Bar, DB16(fy=390 Mpa)
353 | Civil and Structure | B.04 | Super Structure | Parapet wall & Stiffener Column | Rebar | Deform Bar, DB20(fy=390 Mpa) | kg | Yes | 0.9256 | Super Structure¦Parapet wall & Stiffener Column¦Rebar¦Deform Bar, DB20(fy=390 Mpa)
354 | Civil and Structure | B.04 | Super Structure | Parapet wall & Stiffener Column | Rebar | Deform Bar, DB25(fy=390 Mpa) | kg | Yes | 0.9024 | Super Structure¦Parapet wall & Stiffener Column¦Rebar¦Deform Bar, DB25(fy=390 Mpa)
355 | Civil and Structure | B.04 | Super Structure | Parapet wall & Stiffener Column | Rebar | Deform Bar, DB32(fy=390 Mpa) | kg | Yes | 0.8912 | Super Structure¦Parapet wall & Stiffener Column¦Rebar¦Deform Bar, DB32(fy=390 Mpa)
356 | Civil and Structure | B.04 | Super Structure | Parapet wall & Stiffener Column | Rebar | Round Bar, RB8(fy=250 Mpa) | kg | Yes | 1.0064 | Super Structure¦Parapet wall & Stiffener Column¦Rebar¦Round Bar, RB8(fy=250 Mpa)
357 | Civil and Structure | B.04 | Super Structure | Parapet wall & Stiffener Column | Rebar | Round Bar, RB6(fy=250 Mpa) | kg | - |  | Super Structure¦Parapet wall & Stiffener Column¦Rebar¦Round Bar, RB6(fy=250 Mpa)
358 | Civil and Structure | B.04 | Super Structure | Parapet wall & Stiffener Column | Steel Tie Wire | Steel Tie Wire 1mm (Estimated 4% of Total Rebar Weight) | kg | Yes | 1.404 | Super Structure¦Parapet wall & Stiffener Column¦Steel Tie Wire¦Steel Tie Wire 1mm (Estimated 4% of Total Rebar Weight)
359 | Civil and Structure | B.04 | Super Structure | Lift Core / Shear Core | Concrete | Normal Concrete, 35Mpa (Cylinder), Slump 13+-2.5 | m3 | Yes | 121.76 | Super Structure¦Lift Core / Shear Core¦Concrete¦Normal Concrete, 35Mpa (Cylinder), Slump 13+-2.5
360 | Civil and Structure | B.04 | Super Structure | Lift Core / Shear Core | Concrete | Normal Concrete, 35Mpa (Cylinder), Slump 15+-2.5 | m3 | Yes | 119.36 | Super Structure¦Lift Core / Shear Core¦Concrete¦Normal Concrete, 35Mpa (Cylinder), Slump 15+-2.5
361 | Civil and Structure | B.04 | Super Structure | Lift Core / Shear Core | Concrete | Normal Concrete, 25Mpa (Cylinder), Slump 10+-2.5 | m3 | - |  | Super Structure¦Lift Core / Shear Core¦Concrete¦Normal Concrete, 25Mpa (Cylinder), Slump 10+-2.5
362 | Civil and Structure | B.04 | Super Structure | Lift Core / Shear Core | Concrete | Normal Concrete, 30Mpa (Cylinder), Slump 13+-2.5 | m3 | - |  | Super Structure¦Lift Core / Shear Core¦Concrete¦Normal Concrete, 30Mpa (Cylinder), Slump 13+-2.5
363 | Civil and Structure | B.04 | Super Structure | Lift Core / Shear Core | Formwork | Formwork to curved / special shape incl. erection and striking | m2 | - |  | Super Structure¦Lift Core / Shear Core¦Formwork¦Formwork to curved / special shape incl. erection and striking
364 | Civil and Structure | B.04 | Super Structure | Lift Core / Shear Core | Formwork | Formwork, plywood 18mm thk. incl. erection, bracing, oiling and striking | m2 | - |  | Super Structure¦Lift Core / Shear Core¦Formwork¦Formwork, plywood 18mm thk. incl. erection, bracing, oiling and striking
365 | Civil and Structure | B.04 | Super Structure | Lift Core / Shear Core | Rebar | Deform Bar, DB10(fy=390 Mpa) | kg | Yes | 1.0176 | Super Structure¦Lift Core / Shear Core¦Rebar¦Deform Bar, DB10(fy=390 Mpa)
366 | Civil and Structure | B.04 | Super Structure | Lift Core / Shear Core | Rebar | Deform Bar, DB12(fy=390 Mpa) | kg | Yes | 0.9832 | Super Structure¦Lift Core / Shear Core¦Rebar¦Deform Bar, DB12(fy=390 Mpa)
367 | Civil and Structure | B.04 | Super Structure | Lift Core / Shear Core | Rebar | Deform Bar, DB14(fy=390 Mpa) | kg | Yes | 0.96 | Super Structure¦Lift Core / Shear Core¦Rebar¦Deform Bar, DB14(fy=390 Mpa)
368 | Civil and Structure | B.04 | Super Structure | Lift Core / Shear Core | Rebar | Deform Bar, DB16(fy=390 Mpa) | kg | Yes | 0.9488 | Super Structure¦Lift Core / Shear Core¦Rebar¦Deform Bar, DB16(fy=390 Mpa)
369 | Civil and Structure | B.04 | Super Structure | Lift Core / Shear Core | Rebar | Deform Bar, DB20(fy=390 Mpa) | kg | Yes | 0.9256 | Super Structure¦Lift Core / Shear Core¦Rebar¦Deform Bar, DB20(fy=390 Mpa)
370 | Civil and Structure | B.04 | Super Structure | Lift Core / Shear Core | Rebar | Deform Bar, DB25(fy=390 Mpa) | kg | Yes | 0.9024 | Super Structure¦Lift Core / Shear Core¦Rebar¦Deform Bar, DB25(fy=390 Mpa)
371 | Civil and Structure | B.04 | Super Structure | Lift Core / Shear Core | Rebar | Deform Bar, DB32(fy=390 Mpa) | kg | Yes | 0.8912 | Super Structure¦Lift Core / Shear Core¦Rebar¦Deform Bar, DB32(fy=390 Mpa)
372 | Civil and Structure | B.04 | Super Structure | Lift Core / Shear Core | Rebar | Round Bar, RB8(fy=250 Mpa) | kg | Yes | 1.0064 | Super Structure¦Lift Core / Shear Core¦Rebar¦Round Bar, RB8(fy=250 Mpa)
373 | Civil and Structure | B.04 | Super Structure | Lift Core / Shear Core | Rebar | Round Bar, RB6(fy=250 Mpa) | kg | - |  | Super Structure¦Lift Core / Shear Core¦Rebar¦Round Bar, RB6(fy=250 Mpa)
374 | Civil and Structure | B.04 | Super Structure | Lift Core / Shear Core | Steel Tie Wire | Steel Tie Wire 1mm (Estimated 4% of Total Rebar Weight) | kg | Yes | 1.404 | Super Structure¦Lift Core / Shear Core¦Steel Tie Wire¦Steel Tie Wire 1mm (Estimated 4% of Total Rebar Weight)
375 | Civil and Structure | B.04 | Super Structure | Lift Core / Shear Core | Water Stop | PVC Waterbar® V VN 20 (Width 200mm) | m | Yes | 6.28 | Super Structure¦Lift Core / Shear Core¦Water Stop¦PVC Waterbar® V VN 20 (Width 200mm)
376 | Civil and Structure | B.04 | Super Structure | Ramp | Concrete | Normal Concrete, 35Mpa (Cylinder), Slump 13+-2.5 | m3 | Yes | 121.76 | Super Structure¦Ramp¦Concrete¦Normal Concrete, 35Mpa (Cylinder), Slump 13+-2.5
377 | Civil and Structure | B.04 | Super Structure | Ramp | Concrete | Normal Concrete, 35Mpa (Cylinder), Slump 15+-2.5 | m3 | Yes | 119.36 | Super Structure¦Ramp¦Concrete¦Normal Concrete, 35Mpa (Cylinder), Slump 15+-2.5
378 | Civil and Structure | B.04 | Super Structure | Ramp | Concrete | Normal Concrete, 25Mpa (Cylinder), Slump 10+-2.5 | m3 | - |  | Super Structure¦Ramp¦Concrete¦Normal Concrete, 25Mpa (Cylinder), Slump 10+-2.5
379 | Civil and Structure | B.04 | Super Structure | Ramp | Concrete | Normal Concrete, 30Mpa (Cylinder), Slump 13+-2.5 | m3 | - |  | Super Structure¦Ramp¦Concrete¦Normal Concrete, 30Mpa (Cylinder), Slump 13+-2.5
380 | Civil and Structure | B.04 | Super Structure | Ramp | Formwork | Formwork to curved / special shape incl. erection and striking | m2 | - |  | Super Structure¦Ramp¦Formwork¦Formwork to curved / special shape incl. erection and striking
381 | Civil and Structure | B.04 | Super Structure | Ramp | Formwork | Formwork, plywood 18mm thk. incl. erection, bracing, oiling and striking | m2 | - |  | Super Structure¦Ramp¦Formwork¦Formwork, plywood 18mm thk. incl. erection, bracing, oiling and striking
382 | Civil and Structure | B.04 | Super Structure | Ramp | Rebar | Deform Bar, DB10(fy=390 Mpa) | kg | Yes | 1.0176 | Super Structure¦Ramp¦Rebar¦Deform Bar, DB10(fy=390 Mpa)
383 | Civil and Structure | B.04 | Super Structure | Ramp | Rebar | Deform Bar, DB12(fy=390 Mpa) | kg | Yes | 0.9832 | Super Structure¦Ramp¦Rebar¦Deform Bar, DB12(fy=390 Mpa)
384 | Civil and Structure | B.04 | Super Structure | Ramp | Rebar | Deform Bar, DB14(fy=390 Mpa) | kg | Yes | 0.96 | Super Structure¦Ramp¦Rebar¦Deform Bar, DB14(fy=390 Mpa)
385 | Civil and Structure | B.04 | Super Structure | Ramp | Rebar | Deform Bar, DB16(fy=390 Mpa) | kg | Yes | 0.9488 | Super Structure¦Ramp¦Rebar¦Deform Bar, DB16(fy=390 Mpa)
386 | Civil and Structure | B.04 | Super Structure | Ramp | Rebar | Deform Bar, DB20(fy=390 Mpa) | kg | Yes | 0.9256 | Super Structure¦Ramp¦Rebar¦Deform Bar, DB20(fy=390 Mpa)
387 | Civil and Structure | B.04 | Super Structure | Ramp | Rebar | Deform Bar, DB25(fy=390 Mpa) | kg | Yes | 0.9024 | Super Structure¦Ramp¦Rebar¦Deform Bar, DB25(fy=390 Mpa)
388 | Civil and Structure | B.04 | Super Structure | Ramp | Rebar | Deform Bar, DB32(fy=390 Mpa) | kg | Yes | 0.8912 | Super Structure¦Ramp¦Rebar¦Deform Bar, DB32(fy=390 Mpa)
389 | Civil and Structure | B.04 | Super Structure | Ramp | Rebar | Round Bar, RB8(fy=250 Mpa) | kg | Yes | 1.0064 | Super Structure¦Ramp¦Rebar¦Round Bar, RB8(fy=250 Mpa)
390 | Civil and Structure | B.04 | Super Structure | Ramp | Rebar | Round Bar, RB6(fy=250 Mpa) | kg | - |  | Super Structure¦Ramp¦Rebar¦Round Bar, RB6(fy=250 Mpa)
391 | Civil and Structure | B.04 | Super Structure | Ramp | Steel Tie Wire | Steel Tie Wire 1mm (Estimated 4% of Total Rebar Weight) | kg | Yes | 1.404 | Super Structure¦Ramp¦Steel Tie Wire¦Steel Tie Wire 1mm (Estimated 4% of Total Rebar Weight)
392 | Civil and Structure | B.04 | Super Structure | Structural Steel | Steel Section / Beam | Structural steel section (H/I beam) SS400 incl. fabrication and erection | kg | - |  | Super Structure¦Structural Steel¦Steel Section / Beam¦Structural steel section (H/I beam) SS400 incl. fabrication and erection
393 | Civil and Structure | B.04 | Super Structure | Structural Steel | U steel | U-50*100*5mm | kg | Yes | 13.12 | Super Structure¦Structural Steel¦U steel¦U-50*100*5mm
394 | Civil and Structure | B.04 | Super Structure | Structural Steel | Hollow steel tube | Tub-50*100*2mm | kg | Yes | 9.16 | Super Structure¦Structural Steel¦Hollow steel tube¦Tub-50*100*2mm
395 | Civil and Structure | B.04 | Super Structure | Structural Steel | Purlin | Steel purlin C-channel incl. fabrication, erection and fixing | kg | - |  | Super Structure¦Structural Steel¦Purlin¦Steel purlin C-channel incl. fabrication, erection and fixing
396 | Civil and Structure | B.04 | Super Structure | Structural Steel | Sag rod | Sag rod 12mm | kg | Yes | 1.944 | Super Structure¦Structural Steel¦Sag rod¦Sag rod 12mm
397 | Civil and Structure | B.04 | Super Structure | Structural Steel | Bracing | Steel bracing member incl. fabrication, erection and connection | kg | - |  | Super Structure¦Structural Steel¦Bracing¦Steel bracing member incl. fabrication, erection and connection
398 | Civil and Structure | B.04 | Super Structure | Structural Steel | Base Plate | Steel base plate incl. drilling, welding and levelling | kg | - |  | Super Structure¦Structural Steel¦Base Plate¦Steel base plate incl. drilling, welding and levelling
399 | Civil and Structure | B.04 | Super Structure | Structural Steel | Steel plate | Steel plate 200x230x12mm | kg | Yes | 8.56 | Super Structure¦Structural Steel¦Steel plate¦Steel plate 200x230x12mm
400 | Civil and Structure | B.04 | Super Structure | Structural Steel | J bolt | J bolt M12, L=600mm, grade 5.6 | Nos | Yes | 2.84 | Super Structure¦Structural Steel¦J bolt¦J bolt M12, L=600mm, grade 5.6
401 | Civil and Structure | B.04 | Super Structure | Structural Steel | Anchor Bolt | Anchor bolt incl. template, setting and grouting | Nos | - |  | Super Structure¦Structural Steel¦Anchor Bolt¦Anchor bolt incl. template, setting and grouting
402 | Civil and Structure | B.04 | Super Structure | Structural Steel | Bolt & Nut | High tensile bolt, nut and washer grade 8.8 | Nos | - |  | Super Structure¦Structural Steel¦Bolt & Nut¦High tensile bolt, nut and washer grade 8.8
403 | Civil and Structure | B.04 | Super Structure | Structural Steel | Welding | Site welding incl. electrode, preparation and testing | m | - |  | Super Structure¦Structural Steel¦Welding¦Site welding incl. electrode, preparation and testing
404 | Civil and Structure | B.04 | Super Structure | Structural Steel | Painting / Galvanizing | Anti-corrosive primer and 2 coats finish paint to steelwork | m2 | - |  | Super Structure¦Structural Steel¦Painting / Galvanizing¦Anti-corrosive primer and 2 coats finish paint to steelwork
405 | Civil and Structure | B.04 | Super Structure | Structural Steel | Painting / Galvanizing | Hot dip galvanizing to steelwork, 85 micron minimum | m2 | - |  | Super Structure¦Structural Steel¦Painting / Galvanizing¦Hot dip galvanizing to steelwork, 85 micron minimum
406 | Civil and Structure | B.04 | Super Structure | Structural Steel | Fire Proofing | Intumescent fire protection coating to steelwork, 2 hour rating | m2 | - |  | Super Structure¦Structural Steel¦Fire Proofing¦Intumescent fire protection coating to steelwork, 2 hour rating
407 | Civil and Structure | B.04 | Super Structure | Roof Structure / Truss | Truss | Steel roof truss incl. fabrication, erection and connection | kg | - |  | Super Structure¦Roof Structure / Truss¦Truss¦Steel roof truss incl. fabrication, erection and connection
408 | Civil and Structure | B.04 | Super Structure | Roof Structure / Truss | Purlin | Steel purlin C-channel incl. fabrication, erection and fixing | kg | - |  | Super Structure¦Roof Structure / Truss¦Purlin¦Steel purlin C-channel incl. fabrication, erection and fixing
409 | Civil and Structure | B.04 | Super Structure | Roof Structure / Truss | Sag rod | Sag rod 12mm | kg | Yes | 1.944 | Super Structure¦Roof Structure / Truss¦Sag rod¦Sag rod 12mm
410 | Civil and Structure | B.04 | Super Structure | Roof Structure / Truss | Bracing | Steel bracing member incl. fabrication, erection and connection | kg | - |  | Super Structure¦Roof Structure / Truss¦Bracing¦Steel bracing member incl. fabrication, erection and connection
411 | Civil and Structure | B.04 | Super Structure | Roof Structure / Truss | Zinc sheet | Zinc sheet 0.4mm | m2 | Yes | 8.56 | Super Structure¦Roof Structure / Truss¦Zinc sheet¦Zinc sheet 0.4mm
412 | Civil and Structure | B.04 | Super Structure | Roof Structure / Truss | Flashing | Flashing cover roof | m | Yes | 4 | Super Structure¦Roof Structure / Truss¦Flashing¦Flashing cover roof
413 | Civil and Structure | B.04 | Super Structure | Roof Structure / Truss | Anchor Bolt | Anchor bolt incl. template, setting and grouting | Nos | - |  | Super Structure¦Roof Structure / Truss¦Anchor Bolt¦Anchor bolt incl. template, setting and grouting
414 | Civil and Structure | B.04 | Super Structure | Roof Structure / Truss | Painting / Galvanizing | Anti-corrosive primer and 2 coats finish paint to steelwork | m2 | - |  | Super Structure¦Roof Structure / Truss¦Painting / Galvanizing¦Anti-corrosive primer and 2 coats finish paint to steelwork
415 | Civil and Structure | B.04 | Super Structure | Roof Structure / Truss | Painting / Galvanizing | Hot dip galvanizing to steelwork, 85 micron minimum | m2 | - |  | Super Structure¦Roof Structure / Truss¦Painting / Galvanizing¦Hot dip galvanizing to steelwork, 85 micron minimum
416 | Civil and Structure | B.04 | Super Structure | Testing & Quality Control | Concrete Testing | Concrete cube / cylinder test as per specification | Nos | - |  | Super Structure¦Testing & Quality Control¦Concrete Testing¦Concrete cube / cylinder test as per specification
417 | Civil and Structure | B.04 | Super Structure | Testing & Quality Control | Rebar Testing | Rebar Testing as per Specification | Nos | Yes | 220 | Super Structure¦Testing & Quality Control¦Rebar Testing¦Rebar Testing as per Specification
418 | Civil and Structure | B.04 | Super Structure | Testing & Quality Control | Non-Destructive Test | Non-destructive test (rebound hammer / ultrasonic) as per specification | Nos | - |  | Super Structure¦Testing & Quality Control¦Non-Destructive Test¦Non-destructive test (rebound hammer / ultrasonic) as per specification
419 | Civil and Structure | B.04 | Super Structure | Testing & Quality Control | Survey & As-Built | Setting out, survey and as-built record | Lot | - |  | Super Structure¦Testing & Quality Control¦Survey & As-Built¦Setting out, survey and as-built record
420 | Architecture | C.01 | Exterior Wall and Partition | Hollow clay brick | Hollow clay brick 100mm Thk. | Hollow clay brick, thickness 100mm, laid in cement:sand mortar 1:4 | m2 | - |  | Exterior Wall and Partition¦Hollow clay brick¦Hollow clay brick 100mm Thk.¦Hollow clay brick, thickness 100mm, laid in cement:sand mortar 1:4
421 | Architecture | C.01 | Exterior Wall and Partition | Hollow clay brick | Hollow clay brick 200mm Thk. | Hollow clay brick (80x80x180)mm, thickness 200mm Thk. | m2 | Yes | 17.72 | Exterior Wall and Partition¦Hollow clay brick¦Hollow clay brick 200mm Thk.¦Hollow clay brick (80x80x180)mm, thickness 200mm Thk.
422 | Architecture | C.01 | Exterior Wall and Partition | Hollow clay brick | Hollow clay brick 400mm Thk. | Hollow clay brick (80x80x180)mm, thickness 400mm Thk. | m2 | Yes | 30.8 | Exterior Wall and Partition¦Hollow clay brick¦Hollow clay brick 400mm Thk.¦Hollow clay brick (80x80x180)mm, thickness 400mm Thk.
423 | Architecture | C.01 | Exterior Wall and Partition | Hollow clay brick | Hollow clay brick 500mm Thk. | Hollow clay brick (80x80x180)mm, thickness 500mm Thk. | m2 | Yes | 38.2 | Exterior Wall and Partition¦Hollow clay brick¦Hollow clay brick 500mm Thk.¦Hollow clay brick (80x80x180)mm, thickness 500mm Thk.
424 | Architecture | C.01 | Exterior Wall and Partition | Hollow clay brick | Hollow clay brick 800mm Thk. | Hollow clay brick (80x80x180)mm, thickness 800mm Thk. | m2 | Yes | 56.96 | Exterior Wall and Partition¦Hollow clay brick¦Hollow clay brick 800mm Thk.¦Hollow clay brick (80x80x180)mm, thickness 800mm Thk.
425 | Architecture | C.01 | Exterior Wall and Partition | Concrete block | Concrete block 100mm Thk. | concrete block, thickness 100mm, laid in cement:sand mortar 1:4 | m2 | - |  | Exterior Wall and Partition¦Concrete block¦Concrete block 100mm Thk.¦concrete block, thickness 100mm, laid in cement:sand mortar 1:4
426 | Architecture | C.01 | Exterior Wall and Partition | Concrete block | Concrete block 150mm Thk. | concrete block, thickness 150mm, laid in cement:sand mortar 1:4 | m2 | - |  | Exterior Wall and Partition¦Concrete block¦Concrete block 150mm Thk.¦concrete block, thickness 150mm, laid in cement:sand mortar 1:4
427 | Architecture | C.01 | Exterior Wall and Partition | Concrete block | Concrete block 200mm Thk. | concrete block, thickness 200mm, laid in cement:sand mortar 1:4 | m2 | - |  | Exterior Wall and Partition¦Concrete block¦Concrete block 200mm Thk.¦concrete block, thickness 200mm, laid in cement:sand mortar 1:4
428 | Architecture | C.01 | Exterior Wall and Partition | AAC block | AAC block 100mm Thk. | AAC lightweight block 100mm thk. laid in thin-bed adhesive mortar | m2 | - |  | Exterior Wall and Partition¦AAC block¦AAC block 100mm Thk.¦AAC lightweight block 100mm thk. laid in thin-bed adhesive mortar
429 | Architecture | C.01 | Exterior Wall and Partition | AAC block | AAC block 150mm Thk. | AAC lightweight block 150mm thk. laid in thin-bed adhesive mortar | m2 | - |  | Exterior Wall and Partition¦AAC block¦AAC block 150mm Thk.¦AAC lightweight block 150mm thk. laid in thin-bed adhesive mortar
430 | Architecture | C.01 | Exterior Wall and Partition | AAC block | AAC block 200mm Thk. | AAC lightweight block 200mm thk. laid in thin-bed adhesive mortar | m2 | - |  | Exterior Wall and Partition¦AAC block¦AAC block 200mm Thk.¦AAC lightweight block 200mm thk. laid in thin-bed adhesive mortar
431 | Architecture | C.01 | Exterior Wall and Partition | Precast concrete panel | Precast wall panel | Precast concrete wall panel incl. lifting, setting and jointing | m2 | - |  | Exterior Wall and Partition¦Precast concrete panel¦Precast wall panel¦Precast concrete wall panel incl. lifting, setting and jointing
432 | Architecture | C.01 | Exterior Wall and Partition | Precast concrete panel | Panel jointing & sealant | Panel joint backer rod and weatherproof silicone sealant | m | - |  | Exterior Wall and Partition¦Precast concrete panel¦Panel jointing & sealant¦Panel joint backer rod and weatherproof silicone sealant
433 | Architecture | C.01 | Exterior Wall and Partition | External façade | External façade | concrete block | m2 | Yes | 14.88 | Exterior Wall and Partition¦External façade¦External façade¦concrete block
434 | Architecture | C.01 | Exterior Wall and Partition | External façade | External façade | External façade | m2 | - |  | Exterior Wall and Partition¦External façade¦External façade¦External façade
435 | Architecture | C.01 | Exterior Wall and Partition | External façade | Curtain wall | Aluminium curtain wall system with 8mm tempered glass incl. framing and sealant | m2 | - |  | Exterior Wall and Partition¦External façade¦Curtain wall¦Aluminium curtain wall system with 8mm tempered glass incl. framing and sealant
436 | Architecture | C.01 | Exterior Wall and Partition | External façade | Aluminium composite panel | Aluminium composite panel 4mm, PVDF finish, incl. sub-frame and sealant | m2 | - |  | Exterior Wall and Partition¦External façade¦Aluminium composite panel¦Aluminium composite panel 4mm, PVDF finish, incl. sub-frame and sealant
437 | Architecture | C.01 | Exterior Wall and Partition | External façade | Louver screen | Aluminium louver screen incl. sub-frame and fixing | m2 | - |  | Exterior Wall and Partition¦External façade¦Louver screen¦Aluminium louver screen incl. sub-frame and fixing
438 | Architecture | C.02 | Exterior Wall Finishes | Plastering | Plastering | 20mm cement plaster | m2 | Yes | 5.24 | Exterior Wall Finishes¦Plastering¦Plastering¦20mm cement plaster
439 | Architecture | C.02 | Exterior Wall Finishes | Plastering | Plastering | 15mm cement plaster | m2 | - |  | Exterior Wall Finishes¦Plastering¦Plastering¦15mm cement plaster
440 | Architecture | C.02 | Exterior Wall Finishes | Plastering | Skim coat | Skim coat, 2 coats, sanded ready to receive paint | m2 | - |  | Exterior Wall Finishes¦Plastering¦Skim coat¦Skim coat, 2 coats, sanded ready to receive paint
441 | Architecture | C.02 | Exterior Wall Finishes | Plastering | Molding / Cornice | Cement molding / cornice incl. forming and finishing | m | - |  | Exterior Wall Finishes¦Plastering¦Molding / Cornice¦Cement molding / cornice incl. forming and finishing
442 | Architecture | C.02 | Exterior Wall Finishes | Painting | Painting | Painting | m2 | Yes | 4.6 | Exterior Wall Finishes¦Painting¦Painting¦Painting
443 | Architecture | C.02 | Exterior Wall Finishes | Painting | Painting | Painting, primer + 2 coats emulsion (interior) | m2 | - |  | Exterior Wall Finishes¦Painting¦Painting¦Painting, primer + 2 coats emulsion (interior)
444 | Architecture | C.02 | Exterior Wall Finishes | Painting | Painting | Painting, primer + 2 coats weather-shield (exterior) | m2 | - |  | Exterior Wall Finishes¦Painting¦Painting¦Painting, primer + 2 coats weather-shield (exterior)
445 | Architecture | C.02 | Exterior Wall Finishes | Painting | Primer coat | Alkali resistant primer, 1 coat | m2 | - |  | Exterior Wall Finishes¦Painting¦Primer coat¦Alkali resistant primer, 1 coat
446 | Architecture | C.02 | Exterior Wall Finishes | Painting | Weather-shield coating | Weather-shield exterior coating, primer + 2 coats | m2 | - |  | Exterior Wall Finishes¦Painting¦Weather-shield coating¦Weather-shield exterior coating, primer + 2 coats
447 | Architecture | C.02 | Exterior Wall Finishes | Wall tiling | Wall tiling | Wall tile Size 0.6x0.6m,Height 1.2m, at cooridor | m2 | Yes | 20.64 | Exterior Wall Finishes¦Wall tiling¦Wall tiling¦Wall tile Size 0.6x0.6m,Height 1.2m, at cooridor
448 | Architecture | C.02 | Exterior Wall Finishes | Wall tiling | Stone cladding | Natural stone cladding incl. adhesive, anchor and pointing | m2 | - |  | Exterior Wall Finishes¦Wall tiling¦Stone cladding¦Natural stone cladding incl. adhesive, anchor and pointing
449 | Architecture | C.02 | Exterior Wall Finishes | Expansion joint | Expansion joint | Expansion joint incl. backer rod, sealant and cover profile | m | - |  | Exterior Wall Finishes¦Expansion joint¦Expansion joint¦Expansion joint incl. backer rod, sealant and cover profile
450 | Architecture | C.02 | Exterior Wall Finishes | Expansion joint | Sealant | Weatherproof silicone sealant incl. backer rod | m | - |  | Exterior Wall Finishes¦Expansion joint¦Sealant¦Weatherproof silicone sealant incl. backer rod
451 | Architecture | C.03 | Exterior Door | Steel Door | Steel Door | Steel Door, W:900,H:2100mm incl. frame, ironmongery and painting | Nos | - |  | Exterior Door¦Steel Door¦Steel Door¦Steel Door, W:900,H:2100mm incl. frame, ironmongery and painting
452 | Architecture | C.03 | Exterior Door | Steel Door | Fire rated steel door | Fire rated steel door 2 hour incl. frame, closer and panic bar | Nos | - |  | Exterior Door¦Steel Door¦Fire rated steel door¦Fire rated steel door 2 hour incl. frame, closer and panic bar
453 | Architecture | C.03 | Exterior Door | Aluminium door | Aluminium door | Aluminium framed door with 6mm tempered glass incl. ironmongery | Nos | - |  | Exterior Door¦Aluminium door¦Aluminium door¦Aluminium framed door with 6mm tempered glass incl. ironmongery
454 | Architecture | C.03 | Exterior Door | Aluminium door | Aluminium sliding door | Aluminium sliding door with 6mm tempered glass incl. track and ironmongery | Nos | - |  | Exterior Door¦Aluminium door¦Aluminium sliding door¦Aluminium sliding door with 6mm tempered glass incl. track and ironmongery
455 | Architecture | C.03 | Exterior Door | Glass door | Frameless glass door | Frameless tempered glass door 12mm incl. floor spring and patch fitting | Nos | - |  | Exterior Door¦Glass door¦Frameless glass door¦Frameless tempered glass door 12mm incl. floor spring and patch fitting
456 | Architecture | C.03 | Exterior Door | Glass door | Framed glass door | Aluminium framed glass door incl. ironmongery | Nos | - |  | Exterior Door¦Glass door¦Framed glass door¦Aluminium framed glass door incl. ironmongery
457 | Architecture | C.03 | Exterior Door | Rolling shutter | Rolling shutter | Galvanised steel rolling shutter incl. guide rail and lock | m2 | - |  | Exterior Door¦Rolling shutter¦Rolling shutter¦Galvanised steel rolling shutter incl. guide rail and lock
458 | Architecture | C.03 | Exterior Door | Rolling shutter | Motor & control | Roller shutter motor and control panel incl. wiring | Nos | - |  | Exterior Door¦Rolling shutter¦Motor & control¦Roller shutter motor and control panel incl. wiring
459 | Architecture | C.03 | Exterior Door | Door ironmongery | Lockset | Mortice lockset, stainless steel lever handle | Nos | - |  | Exterior Door¦Door ironmongery¦Lockset¦Mortice lockset, stainless steel lever handle
460 | Architecture | C.03 | Exterior Door | Door ironmongery | Door closer | Overhead door closer, adjustable | Nos | - |  | Exterior Door¦Door ironmongery¦Door closer¦Overhead door closer, adjustable
461 | Architecture | C.03 | Exterior Door | Door ironmongery | Hinge | Stainless steel butt hinge 100mm | Nos | - |  | Exterior Door¦Door ironmongery¦Hinge¦Stainless steel butt hinge 100mm
462 | Architecture | C.03 | Exterior Door | Door ironmongery | Door stopper | Floor / wall mounted door stopper | Nos | - |  | Exterior Door¦Door ironmongery¦Door stopper¦Floor / wall mounted door stopper
463 | Architecture | C.04 | Exterior Window and Louver | Glass Window | Glass Window | Internal Fix Windoor (L:1200,H:500)mm & Slide window (L:1200,H:1000)mm | pcs | Yes | 131.04 | Exterior Window and Louver¦Glass Window¦Glass Window¦Internal Fix Windoor (L:1200,H:500)mm & Slide window (L:1200,H:1000)mm
464 | Architecture | C.04 | Exterior Window and Louver | Glass Window | Glass Window | Internal Fix Windoor (L:1800,H:500)mm | pcs | Yes | 55.44 | Exterior Window and Louver¦Glass Window¦Glass Window¦Internal Fix Windoor (L:1800,H:500)mm
465 | Architecture | C.04 | Exterior Window and Louver | Glass Window | Glass Window | Internal Fix Windoor (L:2000,H:500)mm & Slide window (L:2000,H:1000)mm | pcs | Yes | 218.4 | Exterior Window and Louver¦Glass Window¦Glass Window¦Internal Fix Windoor (L:2000,H:500)mm & Slide window (L:2000,H:1000)mm
466 | Architecture | C.04 | Exterior Window and Louver | Glass Window | Glass Window | Internal Fix Windoor (L:2000,H:500)mm & Slide window (L:2000,H:10300)mm | pcs | Yes | 223.104 | Exterior Window and Louver¦Glass Window¦Glass Window¦Internal Fix Windoor (L:2000,H:500)mm & Slide window (L:2000,H:10300)mm
467 | Architecture | C.04 | Exterior Window and Louver | Glass Window | Glass Window | Internal Fix Windoor (L:3000,H:500)mm | pcs | Yes | 92.4 | Exterior Window and Louver¦Glass Window¦Glass Window¦Internal Fix Windoor (L:3000,H:500)mm
468 | Architecture | C.04 | Exterior Window and Louver | Glass Window | Glass Window | Internal Fix Windoor (L:3000,H:500)mm & Slide window (L:3000,H:1000)mm | pcs | Yes | 327.6 | Exterior Window and Louver¦Glass Window¦Glass Window¦Internal Fix Windoor (L:3000,H:500)mm & Slide window (L:3000,H:1000)mm
469 | Architecture | C.04 | Exterior Window and Louver | Glass Window | Glass Window | Internal Fix Windoor (L:4000,H:500)mm & Slide window (L:4000,H:1700)mm | pcs | Yes | 656.32 | Exterior Window and Louver¦Glass Window¦Glass Window¦Internal Fix Windoor (L:4000,H:500)mm & Slide window (L:4000,H:1700)mm
470 | Architecture | C.04 | Exterior Window and Louver | Glass Window | Glass Window | Internal Fix Windoor (L:900,H:1000)mm | pcs | Yes | 55.44 | Exterior Window and Louver¦Glass Window¦Glass Window¦Internal Fix Windoor (L:900,H:1000)mm
471 | Architecture | C.04 | Exterior Window and Louver | Glass Window | Glass Window | Windoor Aluminium frame with 6mm tempered glass, fix + slide panel | Nos | - |  | Exterior Window and Louver¦Glass Window¦Glass Window¦Windoor Aluminium frame with 6mm tempered glass, fix + slide panel
472 | Architecture | C.04 | Exterior Window and Louver | Glass Window | Glass Window | Windoor Aluminium frame with 6mm tempered glass, fix panel | Nos | - |  | Exterior Window and Louver¦Glass Window¦Glass Window¦Windoor Aluminium frame with 6mm tempered glass, fix panel
473 | Architecture | C.04 | Exterior Window and Louver | Glass Window | Fixed glass window | Fixed aluminium window with 6mm tempered glass incl. sealant | m2 | - |  | Exterior Window and Louver¦Glass Window¦Fixed glass window¦Fixed aluminium window with 6mm tempered glass incl. sealant
474 | Architecture | C.04 | Exterior Window and Louver | Glass Window | Sliding glass window | Sliding aluminium window with 6mm tempered glass incl. track and lock | m2 | - |  | Exterior Window and Louver¦Glass Window¦Sliding glass window¦Sliding aluminium window with 6mm tempered glass incl. track and lock
475 | Architecture | C.04 | Exterior Window and Louver | Glass Window | Casement window | Casement aluminium window with 6mm glass incl. friction stay | m2 | - |  | Exterior Window and Louver¦Glass Window¦Casement window¦Casement aluminium window with 6mm glass incl. friction stay
476 | Architecture | C.04 | Exterior Window and Louver | Aluminium louver | Aluminium louver | Aluminium louver incl. frame and fixing | m2 | - |  | Exterior Window and Louver¦Aluminium louver¦Aluminium louver¦Aluminium louver incl. frame and fixing
477 | Architecture | C.04 | Exterior Window and Louver | Aluminium louver | Steel louver | Steel louver incl. frame, fixing and painting | m2 | - |  | Exterior Window and Louver¦Aluminium louver¦Steel louver¦Steel louver incl. frame, fixing and painting
478 | Architecture | C.04 | Exterior Window and Louver | Window accessories | Window fence / grille | Steel window grille incl. painting and fixing | m2 | - |  | Exterior Window and Louver¦Window accessories¦Window fence / grille¦Steel window grille incl. painting and fixing
479 | Architecture | C.04 | Exterior Window and Louver | Window accessories | Mosquito screen | Aluminium frame mosquito / insect screen | m2 | - |  | Exterior Window and Louver¦Window accessories¦Mosquito screen¦Aluminium frame mosquito / insect screen
480 | Architecture | C.04 | Exterior Window and Louver | Window accessories | Sealant | Weatherproof silicone sealant incl. backer rod | m | - |  | Exterior Window and Louver¦Window accessories¦Sealant¦Weatherproof silicone sealant incl. backer rod
481 | Architecture | C.04 | Exterior Window and Louver | Window accessories | Window sill | Cement / stone window sill incl. forming and finishing | m | - |  | Exterior Window and Louver¦Window accessories¦Window sill¦Cement / stone window sill incl. forming and finishing
482 | Architecture | C.05 | Exterior floor | Screeding | Screeding | Cement:sand screed 1:3, 40mm thk. steel trowel finish | m2 | - |  | Exterior floor¦Screeding¦Screeding¦Cement:sand screed 1:3, 40mm thk. steel trowel finish
483 | Architecture | C.05 | Exterior floor | Screeding | Floor hardener | Non-metallic floor hardener 3kg/m2 incl. power trowel finish | m2 | - |  | Exterior floor¦Screeding¦Floor hardener¦Non-metallic floor hardener 3kg/m2 incl. power trowel finish
484 | Architecture | C.05 | Exterior floor | Floor tiling | Floor tiling | Floor tile Size 0.3x0.3m incl. adhesive and grout | m2 | - |  | Exterior floor¦Floor tiling¦Floor tiling¦Floor tile Size 0.3x0.3m incl. adhesive and grout
485 | Architecture | C.05 | Exterior floor | Floor tiling | Floor tiling | Floor tile Size 0.6x0.6m incl. adhesive and grout | m2 | - |  | Exterior floor¦Floor tiling¦Floor tiling¦Floor tile Size 0.6x0.6m incl. adhesive and grout
486 | Architecture | C.05 | Exterior floor | Floor tiling | Anti-slip tile | Anti-slip ceramic tile incl. adhesive and grout | m2 | - |  | Exterior floor¦Floor tiling¦Anti-slip tile¦Anti-slip ceramic tile incl. adhesive and grout
487 | Architecture | C.05 | Exterior floor | Waterproofing | Waterproofing | Membrance sheet 2mm thk | m2 | Yes | 9.68 | Exterior floor¦Waterproofing¦Waterproofing¦Membrance sheet 2mm thk
488 | Architecture | C.05 | Exterior floor | Waterproofing | Waterproofing | Sika Waterproofing | m2 | Yes | 9.12 | Exterior floor¦Waterproofing¦Waterproofing¦Sika Waterproofing
489 | Architecture | C.05 | Exterior floor | Waterproofing | Waterproofing | Cementitious waterproofing, 2 coats, to wet area incl. up-turn 300mm | m2 | - |  | Exterior floor¦Waterproofing¦Waterproofing¦Cementitious waterproofing, 2 coats, to wet area incl. up-turn 300mm
490 | Architecture | C.05 | Exterior floor | Waterproofing | Protection screed | Protection screed 40mm thk. to waterproofing membrane | m2 | - |  | Exterior floor¦Waterproofing¦Protection screed¦Protection screed 40mm thk. to waterproofing membrane
491 | Architecture | C.06 | Exterior soffit | Soffit finishes | Plastering | 20mm cement plaster | m2 | Yes | 5.24 | Exterior soffit¦Soffit finishes¦Plastering¦20mm cement plaster
492 | Architecture | C.06 | Exterior soffit | Soffit finishes | Plastering | 15mm cement plaster | m2 | - |  | Exterior soffit¦Soffit finishes¦Plastering¦15mm cement plaster
493 | Architecture | C.06 | Exterior soffit | Soffit finishes | Painting | Painting | m2 | Yes | 4.6 | Exterior soffit¦Soffit finishes¦Painting¦Painting
494 | Architecture | C.06 | Exterior soffit | Soffit finishes | Painting | Painting, primer + 2 coats emulsion (interior) | m2 | - |  | Exterior soffit¦Soffit finishes¦Painting¦Painting, primer + 2 coats emulsion (interior)
495 | Architecture | C.06 | Exterior soffit | Soffit finishes | Painting | Painting, primer + 2 coats weather-shield (exterior) | m2 | - |  | Exterior soffit¦Soffit finishes¦Painting¦Painting, primer + 2 coats weather-shield (exterior)
496 | Architecture | C.06 | Exterior soffit | Soffit finishes | Soffit cladding | Soffit cladding board incl. sub-frame and jointing | m2 | - |  | Exterior soffit¦Soffit finishes¦Soffit cladding¦Soffit cladding board incl. sub-frame and jointing
497 | Architecture | C.07 | Exterior Stair Ramp | Stair & Ramp finishes | Stair tread & riser finish | Stair tread and riser tile / stone finish incl. adhesive | m2 | - |  | Exterior Stair Ramp¦Stair & Ramp finishes¦Stair tread & riser finish¦Stair tread and riser tile / stone finish incl. adhesive
498 | Architecture | C.07 | Exterior Stair Ramp | Stair & Ramp finishes | Ramp finish | Ramp anti-slip floor finish incl. adhesive and grout | m2 | - |  | Exterior Stair Ramp¦Stair & Ramp finishes¦Ramp finish¦Ramp anti-slip floor finish incl. adhesive and grout
499 | Architecture | C.07 | Exterior Stair Ramp | Stair & Ramp finishes | Stair nosing | Aluminium stair nosing with anti-slip insert | m | - |  | Exterior Stair Ramp¦Stair & Ramp finishes¦Stair nosing¦Aluminium stair nosing with anti-slip insert
500 | Architecture | C.07 | Exterior Stair Ramp | Stair & Ramp finishes | Tactile paving | Tactile warning paving for accessibility incl. adhesive | m2 | - |  | Exterior Stair Ramp¦Stair & Ramp finishes¦Tactile paving¦Tactile warning paving for accessibility incl. adhesive
501 | Architecture | C.07 | Exterior Stair Ramp | Handrail & Balustrade | Handrail | Steel handrail with paiting H=1m | m | Yes | 34.24 | Exterior Stair Ramp¦Handrail & Balustrade¦Handrail¦Steel handrail with paiting H=1m
502 | Architecture | C.07 | Exterior Stair Ramp | Handrail & Balustrade | Balustrade | Stainless steel / glass balustrade H=1.1m incl. fixing | m | - |  | Exterior Stair Ramp¦Handrail & Balustrade¦Balustrade¦Stainless steel / glass balustrade H=1.1m incl. fixing
503 | Architecture | C.07 | Exterior Stair Ramp | Handrail & Balustrade | Guard rail | Steel guard rail incl. fabrication, painting and fixing | m | - |  | Exterior Stair Ramp¦Handrail & Balustrade¦Guard rail¦Steel guard rail incl. fabrication, painting and fixing
504 | Architecture | C.08 | Roofing | Roof covering | Metal roof sheet | Metal roof sheet 0.47mm thk. colour coated incl. fixing accessories | m2 | - |  | Roofing¦Roof covering¦Metal roof sheet¦Metal roof sheet 0.47mm thk. colour coated incl. fixing accessories
505 | Architecture | C.08 | Roofing | Roof covering | Roof tile | Concrete / clay roof tile incl. batten, ridge and fixing | m2 | - |  | Roofing¦Roof covering¦Roof tile¦Concrete / clay roof tile incl. batten, ridge and fixing
506 | Architecture | C.08 | Roofing | Roof covering | Translucent sheet | Translucent polycarbonate roof sheet incl. fixing | m2 | - |  | Roofing¦Roof covering¦Translucent sheet¦Translucent polycarbonate roof sheet incl. fixing
507 | Architecture | C.08 | Roofing | Roof covering | Ridge cap | Colour coated ridge cap incl. sealing and fixing | m | - |  | Roofing¦Roof covering¦Ridge cap¦Colour coated ridge cap incl. sealing and fixing
508 | Architecture | C.08 | Roofing | Roof waterproofing & insulation | Waterproofing membrane | Torch-on bituminous waterproofing membrane 3mm incl. primer and up-turn | m2 | - |  | Roofing¦Roof waterproofing & insulation¦Waterproofing membrane¦Torch-on bituminous waterproofing membrane 3mm incl. primer and up-turn
509 | Architecture | C.08 | Roofing | Roof waterproofing & insulation | Thermal insulation | Roof thermal insulation, glasswool 50mm with foil facing | m2 | - |  | Roofing¦Roof waterproofing & insulation¦Thermal insulation¦Roof thermal insulation, glasswool 50mm with foil facing
510 | Architecture | C.08 | Roofing | Roof waterproofing & insulation | Vapour barrier | Vapour barrier; supply and install complete incl. all accessories, jointing and making good. | m2 | - |  | Roofing¦Roof waterproofing & insulation¦Vapour barrier¦Vapour barrier; supply and install complete incl. all accessories, jointing and making good.
511 | Architecture | C.08 | Roofing | Roof waterproofing & insulation | Protection screed | Protection screed 40mm thk. to waterproofing membrane | m2 | - |  | Roofing¦Roof waterproofing & insulation¦Protection screed¦Protection screed 40mm thk. to waterproofing membrane
512 | Architecture | C.08 | Roofing | Roof drainage | Gutter | Colour coated metal gutter incl. bracket and outlet | m | - |  | Roofing¦Roof drainage¦Gutter¦Colour coated metal gutter incl. bracket and outlet
513 | Architecture | C.08 | Roofing | Roof drainage | Downpipe | uPVC downpipe incl. bracket, bend and shoe | m | - |  | Roofing¦Roof drainage¦Downpipe¦uPVC downpipe incl. bracket, bend and shoe
514 | Architecture | C.08 | Roofing | Roof drainage | Roof drain | Cast iron / uPVC roof drain with dome grating | Nos | - |  | Roofing¦Roof drainage¦Roof drain¦Cast iron / uPVC roof drain with dome grating
515 | Architecture | C.08 | Roofing | Roof drainage | Flashing | Flashing cover roof | m | Yes | 4 | Roofing¦Roof drainage¦Flashing¦Flashing cover roof
516 | Architecture | C.08 | Roofing | Roof accessories | Skylight | Skylight with laminated glass incl. aluminium frame and flashing | m2 | - |  | Roofing¦Roof accessories¦Skylight¦Skylight with laminated glass incl. aluminium frame and flashing
517 | Architecture | C.08 | Roofing | Roof accessories | Roof access hatch | Roof access hatch incl. frame, cover and lock | Nos | - |  | Roofing¦Roof accessories¦Roof access hatch¦Roof access hatch incl. frame, cover and lock
518 | Architecture | C.08 | Roofing | Roof accessories | Roof ladder | Steel cat ladder incl. safety hoop and painting | Nos | - |  | Roofing¦Roof accessories¦Roof ladder¦Steel cat ladder incl. safety hoop and painting
519 | Architecture | C.08 | Roofing | Roof accessories | Lightning terminal base | Lightning air terminal base incl. fixing to roof structure | Nos | - |  | Roofing¦Roof accessories¦Lightning terminal base¦Lightning air terminal base incl. fixing to roof structure
520 | Architecture | C.09 | Interior Wall and Partition | Hollow clay brick | Hollow clay brick 100mm Thk. | Hollow clay brick (80x80x180)mm, thickness 100mm Thk. | m2 | Yes | 10.32 | Interior Wall and Partition¦Hollow clay brick¦Hollow clay brick 100mm Thk.¦Hollow clay brick (80x80x180)mm, thickness 100mm Thk.
521 | Architecture | C.09 | Interior Wall and Partition | Hollow clay brick | Hollow clay brick 200mm Thk. | Hollow clay brick, thickness 200mm, laid in cement:sand mortar 1:4 | m2 | - |  | Interior Wall and Partition¦Hollow clay brick¦Hollow clay brick 200mm Thk.¦Hollow clay brick, thickness 200mm, laid in cement:sand mortar 1:4
522 | Architecture | C.09 | Interior Wall and Partition | Dry wall partition | Gypsum board partition | Gypsum board partition 2x12mm both sides on 76mm metal stud incl. jointing | m2 | - |  | Interior Wall and Partition¦Dry wall partition¦Gypsum board partition¦Gypsum board partition 2x12mm both sides on 76mm metal stud incl. jointing
523 | Architecture | C.09 | Interior Wall and Partition | Dry wall partition | Cement board partition | Fibre cement board partition 2x9mm both sides on metal stud incl. jointing | m2 | - |  | Interior Wall and Partition¦Dry wall partition¦Cement board partition¦Fibre cement board partition 2x9mm both sides on metal stud incl. jointing
524 | Architecture | C.09 | Interior Wall and Partition | Dry wall partition | Metal stud framing | Galvanised metal stud and track framing at 600mm c/c | m2 | - |  | Interior Wall and Partition¦Dry wall partition¦Metal stud framing¦Galvanised metal stud and track framing at 600mm c/c
525 | Architecture | C.09 | Interior Wall and Partition | Dry wall partition | Acoustic infill | Rockwool acoustic infill 50mm thk. density 60kg/m3 to partition cavity | m2 | - |  | Interior Wall and Partition¦Dry wall partition¦Acoustic infill¦Rockwool acoustic infill 50mm thk. density 60kg/m3 to partition cavity
526 | Architecture | C.09 | Interior Wall and Partition | Glass partition | Frameless glass partition | Frameless tempered glass partition 12mm thk. incl. patch fitting and sealant | m2 | - |  | Interior Wall and Partition¦Glass partition¦Frameless glass partition¦Frameless tempered glass partition 12mm thk. incl. patch fitting and sealant
527 | Architecture | C.09 | Interior Wall and Partition | Glass partition | Framed glass partition | Aluminium framed glass partition with 8mm tempered glass | m2 | - |  | Interior Wall and Partition¦Glass partition¦Framed glass partition¦Aluminium framed glass partition with 8mm tempered glass
528 | Architecture | C.09 | Interior Wall and Partition | Toilet cubicle | Toilet cubicle | Toilet cubicle, compact laminate 12mm thk. incl. door, hardware and pilaster | Nos | - |  | Interior Wall and Partition¦Toilet cubicle¦Toilet cubicle¦Toilet cubicle, compact laminate 12mm thk. incl. door, hardware and pilaster
529 | Architecture | C.09 | Interior Wall and Partition | Toilet cubicle | Urinal divider | Urinal divider, compact laminate 12mm thk. incl. bracket | Nos | - |  | Interior Wall and Partition¦Toilet cubicle¦Urinal divider¦Urinal divider, compact laminate 12mm thk. incl. bracket
530 | Architecture | C.09 | Interior Wall and Partition | Handrail | Handrail | Steel handrail with paiting H=1m | m | Yes | 34.24 | Interior Wall and Partition¦Handrail¦Handrail¦Steel handrail with paiting H=1m
531 | Architecture | C.09 | Interior Wall and Partition | Handrail | Handrail on staircase | Steel handrail with paiting Handrail on staircase, H=1m | m | Yes | 35.44 | Interior Wall and Partition¦Handrail¦Handrail on staircase¦Steel handrail with paiting Handrail on staircase, H=1m
532 | Architecture | C.09 | Interior Wall and Partition | Handrail | Wall guard rail | Wall mounted guard rail / crash rail incl. bracket and fixing | m | - |  | Interior Wall and Partition¦Handrail¦Wall guard rail¦Wall mounted guard rail / crash rail incl. bracket and fixing
533 | Architecture | C.10 | Interior Doors | Wood door | Wood door | Wood door size (L:1600,H:2100,W:500)mm | pcs | Yes | 235.2 | Interior Doors¦Wood door¦Wood door¦Wood door size (L:1600,H:2100,W:500)mm
534 | Architecture | C.10 | Interior Doors | Wood door | Wood door | Wood door size (L:900,H:2100,W:400)mm | pcs | Yes | 123.2 | Interior Doors¦Wood door¦Wood door¦Wood door size (L:900,H:2100,W:400)mm
535 | Architecture | C.10 | Interior Doors | Wood door | Wood door | Wood door size (L:900,H:2100,W:500)mm | pcs | Yes | 134.4 | Interior Doors¦Wood door¦Wood door¦Wood door size (L:900,H:2100,W:500)mm
536 | Architecture | C.10 | Interior Doors | Wood door | Wood door | Double leaf wood door, W:1600,H:2100mm incl. frame and ironmongery | Nos | - |  | Interior Doors¦Wood door¦Wood door¦Double leaf wood door, W:1600,H:2100mm incl. frame and ironmongery
537 | Architecture | C.10 | Interior Doors | Wood door | Wood door | Wood door, W:800,H:2100mm incl. frame, ironmongery and painting | Nos | - |  | Interior Doors¦Wood door¦Wood door¦Wood door, W:800,H:2100mm incl. frame, ironmongery and painting
538 | Architecture | C.10 | Interior Doors | Wood door | Wood door | Wood door, W:900,H:2100mm incl. frame, ironmongery and painting | Nos | - |  | Interior Doors¦Wood door¦Wood door¦Wood door, W:900,H:2100mm incl. frame, ironmongery and painting
539 | Architecture | C.10 | Interior Doors | Wood door | Solid core wood door | Solid core timber door with laminate finish incl. frame and ironmongery | Nos | - |  | Interior Doors¦Wood door¦Solid core wood door¦Solid core timber door with laminate finish incl. frame and ironmongery
540 | Architecture | C.10 | Interior Doors | PVC door | PVC door | PVC door size (L:750,H:2000,W:400)mm | pcs | Yes | 44.8 | Interior Doors¦PVC door¦PVC door¦PVC door size (L:750,H:2000,W:400)mm
541 | Architecture | C.10 | Interior Doors | PVC door | PVC door | PVC door size (L:800,H:2100,W:400)mm | pcs | Yes | 50.4 | Interior Doors¦PVC door¦PVC door¦PVC door size (L:800,H:2100,W:400)mm
542 | Architecture | C.10 | Interior Doors | PVC door | PVC door | PVC door size (L:900,H:2100,W:400)mm | pcs | Yes | 56 | Interior Doors¦PVC door¦PVC door¦PVC door size (L:900,H:2100,W:400)mm
543 | Architecture | C.10 | Interior Doors | PVC door | PVC door | PVC door, W:700,H:2000mm incl. frame and ironmongery | Nos | - |  | Interior Doors¦PVC door¦PVC door¦PVC door, W:700,H:2000mm incl. frame and ironmongery
544 | Architecture | C.10 | Interior Doors | PVC door | PVC door | PVC door, W:800,H:2000mm incl. frame and ironmongery | Nos | - |  | Interior Doors¦PVC door¦PVC door¦PVC door, W:800,H:2000mm incl. frame and ironmongery
545 | Architecture | C.10 | Interior Doors | PVC door | PVC door | PVC door, W:900,H:2000mm incl. frame and ironmongery | Nos | - |  | Interior Doors¦PVC door¦PVC door¦PVC door, W:900,H:2000mm incl. frame and ironmongery
546 | Architecture | C.10 | Interior Doors | Steel Door | Steel Door | Steel door size (L:880,H:2100,W:400)mm | pcs | Yes | 151.2 | Interior Doors¦Steel Door¦Steel Door¦Steel door size (L:880,H:2100,W:400)mm
547 | Architecture | C.10 | Interior Doors | Steel Door | Steel Door | Steel Door, W:900,H:2100mm incl. frame, ironmongery and painting | Nos | - |  | Interior Doors¦Steel Door¦Steel Door¦Steel Door, W:900,H:2100mm incl. frame, ironmongery and painting
548 | Architecture | C.10 | Interior Doors | Steel Door | Fire rated door | Fire rated door 1 hour, steel, incl. frame, closer and ironmongery | Nos | - |  | Interior Doors¦Steel Door¦Fire rated door¦Fire rated door 1 hour, steel, incl. frame, closer and ironmongery
549 | Architecture | C.10 | Interior Doors | Aluminium / Glass door | Aluminium door | Aluminium framed door with 6mm tempered glass incl. ironmongery | Nos | - |  | Interior Doors¦Aluminium / Glass door¦Aluminium door¦Aluminium framed door with 6mm tempered glass incl. ironmongery
550 | Architecture | C.10 | Interior Doors | Aluminium / Glass door | Glass door | Tempered glass door 12mm thk. incl. patch fitting and floor spring | Nos | - |  | Interior Doors¦Aluminium / Glass door¦Glass door¦Tempered glass door 12mm thk. incl. patch fitting and floor spring
551 | Architecture | C.10 | Interior Doors | Door ironmongery | Lockset | Mortice lockset, stainless steel lever handle | Nos | - |  | Interior Doors¦Door ironmongery¦Lockset¦Mortice lockset, stainless steel lever handle
552 | Architecture | C.10 | Interior Doors | Door ironmongery | Door closer | Overhead door closer, adjustable | Nos | - |  | Interior Doors¦Door ironmongery¦Door closer¦Overhead door closer, adjustable
553 | Architecture | C.10 | Interior Doors | Door ironmongery | Hinge | Stainless steel butt hinge 100mm | Nos | - |  | Interior Doors¦Door ironmongery¦Hinge¦Stainless steel butt hinge 100mm
554 | Architecture | C.10 | Interior Doors | Door ironmongery | Door stopper | Floor / wall mounted door stopper | Nos | - |  | Interior Doors¦Door ironmongery¦Door stopper¦Floor / wall mounted door stopper
555 | Architecture | C.10 | Interior Doors | Door ironmongery | Panic bar | Panic exit device / push bar to fire escape door | Nos | - |  | Interior Doors¦Door ironmongery¦Panic bar¦Panic exit device / push bar to fire escape door
556 | Architecture | C.10 | Interior Doors | Interior window / louver | Interior glass window | Interior aluminium framed glass window with 6mm glass | Nos | - |  | Interior Doors¦Interior window / louver¦Interior glass window¦Interior aluminium framed glass window with 6mm glass
557 | Architecture | C.10 | Interior Doors | Interior window / louver | Interior louver | Interior aluminium louver incl. frame | m2 | - |  | Interior Doors¦Interior window / louver¦Interior louver¦Interior aluminium louver incl. frame
558 | Architecture | C.11 | Special installation | Gas installation | LPG gas system | LPG gas piping system incl. regulator, valve and testing | Lot | - |  | Special installation¦Gas installation¦LPG gas system¦LPG gas piping system incl. regulator, valve and testing
559 | Architecture | C.11 | Special installation | Gas installation | Laboratory gas outlet | Laboratory gas outlet point incl. piping, valve and testing | Nos | - |  | Special installation¦Gas installation¦Laboratory gas outlet¦Laboratory gas outlet point incl. piping, valve and testing
560 | Architecture | D.01 | Interior Wall Finishes | Plastering | Plastering | 20mm cement plaster | m2 | Yes | 5.24 | Interior Wall Finishes¦Plastering¦Plastering¦20mm cement plaster
561 | Architecture | D.01 | Interior Wall Finishes | Plastering | Plastering | 15mm cement plaster | m2 | - |  | Interior Wall Finishes¦Plastering¦Plastering¦15mm cement plaster
562 | Architecture | D.01 | Interior Wall Finishes | Plastering | Skim coat | Skim coat, 2 coats, sanded ready to receive paint | m2 | - |  | Interior Wall Finishes¦Plastering¦Skim coat¦Skim coat, 2 coats, sanded ready to receive paint
563 | Architecture | D.01 | Interior Wall Finishes | Painting | Painting | Painting | m2 | Yes | 4.6 | Interior Wall Finishes¦Painting¦Painting¦Painting
564 | Architecture | D.01 | Interior Wall Finishes | Painting | Painting | Painting, primer + 2 coats emulsion (interior) | m2 | - |  | Interior Wall Finishes¦Painting¦Painting¦Painting, primer + 2 coats emulsion (interior)
565 | Architecture | D.01 | Interior Wall Finishes | Painting | Painting | Painting, primer + 2 coats weather-shield (exterior) | m2 | - |  | Interior Wall Finishes¦Painting¦Painting¦Painting, primer + 2 coats weather-shield (exterior)
566 | Architecture | D.01 | Interior Wall Finishes | Painting | Primer coat | Alkali resistant primer, 1 coat | m2 | - |  | Interior Wall Finishes¦Painting¦Primer coat¦Alkali resistant primer, 1 coat
567 | Architecture | D.01 | Interior Wall Finishes | Wall tiling | Wall tiling | Wall tile Size 0.6x0.6m,Height 1.2m, at cooridor | m2 | Yes | 20.64 | Interior Wall Finishes¦Wall tiling¦Wall tiling¦Wall tile Size 0.6x0.6m,Height 1.2m, at cooridor
568 | Architecture | D.01 | Interior Wall Finishes | Wall tiling | Toilet Wall tile | Toilet Wall tile Size 0.3x0.6m incl. adhesive and grout | m2 | - |  | Interior Wall Finishes¦Wall tiling¦Toilet Wall tile¦Toilet Wall tile Size 0.3x0.6m incl. adhesive and grout
569 | Architecture | D.01 | Interior Wall Finishes | Wall cladding | Wall cladding | Decorative wall cladding panel incl. sub-frame and fixing | m2 | - |  | Interior Wall Finishes¦Wall cladding¦Wall cladding¦Decorative wall cladding panel incl. sub-frame and fixing
570 | Architecture | D.01 | Interior Wall Finishes | Wall cladding | Acoustic panel | Acoustic wall panel incl. sub-frame and fixing | m2 | - |  | Interior Wall Finishes¦Wall cladding¦Acoustic panel¦Acoustic wall panel incl. sub-frame and fixing
571 | Architecture | D.01 | Interior Wall Finishes | Wall cladding | Wallpaper | Vinyl wallpaper incl. adhesive and surface preparation | m2 | - |  | Interior Wall Finishes¦Wall cladding¦Wallpaper¦Vinyl wallpaper incl. adhesive and surface preparation
572 | Architecture | D.01 | Interior Wall Finishes | Wall cladding | Mirror | Silver mirror 5mm thk. incl. backing and fixing | m2 | - |  | Interior Wall Finishes¦Wall cladding¦Mirror¦Silver mirror 5mm thk. incl. backing and fixing
573 | Architecture | D.01 | Interior Wall Finishes | Skirting | Skirting | Tile / cement skirting 100mm high incl. adhesive and grout | m | - |  | Interior Wall Finishes¦Skirting¦Skirting¦Tile / cement skirting 100mm high incl. adhesive and grout
574 | Architecture | D.02 | Interior Floor Finishes | Screeding | Screeding | Cement:sand screed 1:3, 40mm thk. steel trowel finish | m2 | - |  | Interior Floor Finishes¦Screeding¦Screeding¦Cement:sand screed 1:3, 40mm thk. steel trowel finish
575 | Architecture | D.02 | Interior Floor Finishes | Screeding | Self-levelling screed | Self-levelling screed 5mm thk. to receive floor finish | m2 | - |  | Interior Floor Finishes¦Screeding¦Self-levelling screed¦Self-levelling screed 5mm thk. to receive floor finish
576 | Architecture | D.02 | Interior Floor Finishes | Floor tiling | Floor tiling | Floor tile Size 0.3x0.3m incl. adhesive and grout | m2 | - |  | Interior Floor Finishes¦Floor tiling¦Floor tiling¦Floor tile Size 0.3x0.3m incl. adhesive and grout
577 | Architecture | D.02 | Interior Floor Finishes | Floor tiling | Floor tiling | Floor tile Size 0.6x0.6m incl. adhesive and grout | m2 | - |  | Interior Floor Finishes¦Floor tiling¦Floor tiling¦Floor tile Size 0.6x0.6m incl. adhesive and grout
578 | Architecture | D.02 | Interior Floor Finishes | Floor tiling | Toilet Floor tile | Toilet Floor tile Size 0.3x0.3m, anti-slip, incl. adhesive and grout | m2 | - |  | Interior Floor Finishes¦Floor tiling¦Toilet Floor tile¦Toilet Floor tile Size 0.3x0.3m, anti-slip, incl. adhesive and grout
579 | Architecture | D.02 | Interior Floor Finishes | Floor tiling | Homogeneous tile | Homogeneous tile 600x600mm incl. adhesive and grout | m2 | - |  | Interior Floor Finishes¦Floor tiling¦Homogeneous tile¦Homogeneous tile 600x600mm incl. adhesive and grout
580 | Architecture | D.02 | Interior Floor Finishes | Stone flooring | Marble on staircase | Marble on staircase | m2 | Yes | 71.2 | Interior Floor Finishes¦Stone flooring¦Marble on staircase¦Marble on staircase
581 | Architecture | D.02 | Interior Floor Finishes | Stone flooring | Marble flooring | Marble slab flooring 20mm thk. incl. bedding, polishing and sealing | m2 | - |  | Interior Floor Finishes¦Stone flooring¦Marble flooring¦Marble slab flooring 20mm thk. incl. bedding, polishing and sealing
582 | Architecture | D.02 | Interior Floor Finishes | Stone flooring | Granite flooring | Granite slab flooring 20mm thk. incl. bedding and polishing | m2 | - |  | Interior Floor Finishes¦Stone flooring¦Granite flooring¦Granite slab flooring 20mm thk. incl. bedding and polishing
583 | Architecture | D.02 | Interior Floor Finishes | Resilient flooring | Vinyl flooring | Homogeneous vinyl sheet flooring 2mm thk. incl. adhesive and welding rod | m2 | - |  | Interior Floor Finishes¦Resilient flooring¦Vinyl flooring¦Homogeneous vinyl sheet flooring 2mm thk. incl. adhesive and welding rod
584 | Architecture | D.02 | Interior Floor Finishes | Resilient flooring | Epoxy flooring | Epoxy floor coating, self-levelling 2mm thk. incl. primer | m2 | - |  | Interior Floor Finishes¦Resilient flooring¦Epoxy flooring¦Epoxy floor coating, self-levelling 2mm thk. incl. primer
585 | Architecture | D.02 | Interior Floor Finishes | Resilient flooring | Wooden flooring | Engineered timber flooring incl. underlay and skirting | m2 | - |  | Interior Floor Finishes¦Resilient flooring¦Wooden flooring¦Engineered timber flooring incl. underlay and skirting
586 | Architecture | D.02 | Interior Floor Finishes | Resilient flooring | Carpet | Carpet tile 500x500mm incl. adhesive | m2 | - |  | Interior Floor Finishes¦Resilient flooring¦Carpet¦Carpet tile 500x500mm incl. adhesive
587 | Architecture | D.02 | Interior Floor Finishes | Resilient flooring | Raised floor | Raised access floor 600x600mm panel incl. pedestal | m2 | - |  | Interior Floor Finishes¦Resilient flooring¦Raised floor¦Raised access floor 600x600mm panel incl. pedestal
588 | Architecture | D.02 | Interior Floor Finishes | Waterproofing | Waterproofing | Membrance sheet 2mm thk | m2 | Yes | 9.68 | Interior Floor Finishes¦Waterproofing¦Waterproofing¦Membrance sheet 2mm thk
589 | Architecture | D.02 | Interior Floor Finishes | Waterproofing | Waterproofing | Sika Waterproofing | m2 | Yes | 9.12 | Interior Floor Finishes¦Waterproofing¦Waterproofing¦Sika Waterproofing
590 | Architecture | D.02 | Interior Floor Finishes | Waterproofing | Waterproofing | Cementitious waterproofing, 2 coats, to wet area incl. up-turn 300mm | m2 | - |  | Interior Floor Finishes¦Waterproofing¦Waterproofing¦Cementitious waterproofing, 2 coats, to wet area incl. up-turn 300mm
591 | Architecture | D.02 | Interior Floor Finishes | Waterproofing | anti termite | anti termite | m2 | Yes | 4 | Interior Floor Finishes¦Waterproofing¦anti termite¦anti termite
592 | Architecture | D.02 | Interior Floor Finishes | Floor accessories | Skirting | Tile / cement skirting 100mm high incl. adhesive and grout | m | - |  | Interior Floor Finishes¦Floor accessories¦Skirting¦Tile / cement skirting 100mm high incl. adhesive and grout
593 | Architecture | D.02 | Interior Floor Finishes | Floor accessories | Stair nosing | Aluminium stair nosing with anti-slip insert | m | - |  | Interior Floor Finishes¦Floor accessories¦Stair nosing¦Aluminium stair nosing with anti-slip insert
594 | Architecture | D.02 | Interior Floor Finishes | Floor accessories | Floor trim / divider | Aluminium floor trim / divider strip | m | - |  | Interior Floor Finishes¦Floor accessories¦Floor trim / divider¦Aluminium floor trim / divider strip
595 | Architecture | D.03 | Ceiling Finishes | Suspended ceiling | Suspended ceiling | 10mm Plasterboard with 600mm ceiling frame height | m2 | Yes | 11.44 | Ceiling Finishes¦Suspended ceiling¦Suspended ceiling¦10mm Plasterboard with 600mm ceiling frame height
596 | Architecture | D.03 | Ceiling Finishes | Suspended ceiling | Gypsum board ceiling | Gypsum board ceiling 9mm thk. on metal furring incl. jointing | m2 | - |  | Ceiling Finishes¦Suspended ceiling¦Gypsum board ceiling¦Gypsum board ceiling 9mm thk. on metal furring incl. jointing
597 | Architecture | D.03 | Ceiling Finishes | Suspended ceiling | Cement board ceiling | Fibre cement board ceiling 4.5mm thk. on metal furring | m2 | - |  | Ceiling Finishes¦Suspended ceiling¦Cement board ceiling¦Fibre cement board ceiling 4.5mm thk. on metal furring
598 | Architecture | D.03 | Ceiling Finishes | Acoustic ceiling | Acoustic ceiling tile | Acoustic ceiling tile 600x600mm on exposed T-grid | m2 | - |  | Ceiling Finishes¦Acoustic ceiling¦Acoustic ceiling tile¦Acoustic ceiling tile 600x600mm on exposed T-grid
599 | Architecture | D.03 | Ceiling Finishes | Acoustic ceiling | Mineral fibre ceiling | Mineral fibre ceiling board 600x1200mm on T-grid system | m2 | - |  | Ceiling Finishes¦Acoustic ceiling¦Mineral fibre ceiling¦Mineral fibre ceiling board 600x1200mm on T-grid system
600 | Architecture | D.03 | Ceiling Finishes | Metal ceiling | Aluminium strip ceiling | Aluminium strip ceiling incl. carrier and trim | m2 | - |  | Ceiling Finishes¦Metal ceiling¦Aluminium strip ceiling¦Aluminium strip ceiling incl. carrier and trim
601 | Architecture | D.03 | Ceiling Finishes | Metal ceiling | Metal grid ceiling | Metal open grid ceiling incl. suspension system | m2 | - |  | Ceiling Finishes¦Metal ceiling¦Metal grid ceiling¦Metal open grid ceiling incl. suspension system
602 | Architecture | D.03 | Ceiling Finishes | Ceiling accessories | Ceiling access panel | Ceiling access panel 600x600mm incl. frame and lock | Nos | - |  | Ceiling Finishes¦Ceiling accessories¦Ceiling access panel¦Ceiling access panel 600x600mm incl. frame and lock
603 | Architecture | D.03 | Ceiling Finishes | Ceiling accessories | Cornice | Gypsum cornice incl. fixing and jointing | m | - |  | Ceiling Finishes¦Ceiling accessories¦Cornice¦Gypsum cornice incl. fixing and jointing
604 | Architecture | D.03 | Ceiling Finishes | Ceiling accessories | Bulkhead | Ceiling bulkhead incl. framing, board and jointing | m | - |  | Ceiling Finishes¦Ceiling accessories¦Bulkhead¦Ceiling bulkhead incl. framing, board and jointing
605 | Architecture | D.03 | Ceiling Finishes | Ceiling accessories | Ceiling painting | Ceiling painting, primer + 2 coats emulsion | m2 | - |  | Ceiling Finishes¦Ceiling accessories¦Ceiling painting¦Ceiling painting, primer + 2 coats emulsion
606 | Architecture | D.03 | Ceiling Finishes | Ceiling accessories | Curtain box | Curtain box / pelmet incl. framing and finishing | m | - |  | Ceiling Finishes¦Ceiling accessories¦Curtain box¦Curtain box / pelmet incl. framing and finishing
607 | Architecture | E.01 | Fittings, furnishings and equipment | General Fitting | Toilet accessories | Toilet accessories set: paper holder, soap dispenser, coat hook, grab bar | set | - |  | Fittings, furnishings and equipment¦General Fitting¦Toilet accessories¦Toilet accessories set: paper holder, soap dispenser, coat hook, grab bar
608 | Architecture | E.01 | Fittings, furnishings and equipment | General Fitting | Mirror | Silver mirror 5mm thk. incl. backing and fixing | Nos | - |  | Fittings, furnishings and equipment¦General Fitting¦Mirror¦Silver mirror 5mm thk. incl. backing and fixing
609 | Architecture | E.01 | Fittings, furnishings and equipment | General Fitting | Counter top | Solid surface counter top 12mm thk. incl. support and sealing | m | - |  | Fittings, furnishings and equipment¦General Fitting¦Counter top¦Solid surface counter top 12mm thk. incl. support and sealing
610 | Architecture | E.01 | Fittings, furnishings and equipment | General Fitting | Locker | Steel locker unit incl. lock and fixing | Nos | - |  | Fittings, furnishings and equipment¦General Fitting¦Locker¦Steel locker unit incl. lock and fixing
611 | Architecture | E.01 | Fittings, furnishings and equipment | General Fitting | Shelving | Melamine faced shelving incl. bracket and fixing | m | - |  | Fittings, furnishings and equipment¦General Fitting¦Shelving¦Melamine faced shelving incl. bracket and fixing
612 | Architecture | E.01 | Fittings, furnishings and equipment | General Fitting | Blind & curtain | Roller blind / curtain incl. track and bracket | m2 | - |  | Fittings, furnishings and equipment¦General Fitting¦Blind & curtain¦Roller blind / curtain incl. track and bracket
613 | Architecture | E.01 | Fittings, furnishings and equipment | General Fitting | White board | Magnetic white board incl. frame and fixing | Nos | - |  | Fittings, furnishings and equipment¦General Fitting¦White board¦Magnetic white board incl. frame and fixing
614 | Architecture | E.02 | Fittings, furnishings and equipment | Kitchen Fitting | Kitchen cabinet | Kitchen cabinet, melamine faced carcass incl. hardware | m | - |  | Fittings, furnishings and equipment¦Kitchen Fitting¦Kitchen cabinet¦Kitchen cabinet, melamine faced carcass incl. hardware
615 | Architecture | E.02 | Fittings, furnishings and equipment | Kitchen Fitting | Counter top | Solid surface counter top 12mm thk. incl. support and sealing | m | - |  | Fittings, furnishings and equipment¦Kitchen Fitting¦Counter top¦Solid surface counter top 12mm thk. incl. support and sealing
616 | Architecture | E.02 | Fittings, furnishings and equipment | Kitchen Fitting | Sink | Stainless steel sink incl. tap, waste and P-trap | Nos | - |  | Fittings, furnishings and equipment¦Kitchen Fitting¦Sink¦Stainless steel sink incl. tap, waste and P-trap
617 | Architecture | E.03 | Fittings, furnishings and equipment | Special purpose Fitting | Laboratory bench | Laboratory bench with chemical resistant top incl. base cabinet | m | - |  | Fittings, furnishings and equipment¦Special purpose Fitting¦Laboratory bench¦Laboratory bench with chemical resistant top incl. base cabinet
618 | Architecture | E.03 | Fittings, furnishings and equipment | Special purpose Fitting | Library shelving | Library shelving unit incl. fixing | m | - |  | Fittings, furnishings and equipment¦Special purpose Fitting¦Library shelving¦Library shelving unit incl. fixing
619 | Architecture | E.03 | Fittings, furnishings and equipment | Special purpose Fitting | Sport / gym equipment | Sport / gymnasium equipment as per schedule | Lot | - |  | Fittings, furnishings and equipment¦Special purpose Fitting¦Sport / gym equipment¦Sport / gymnasium equipment as per schedule
620 | Architecture | E.04 | Fittings, furnishings and equipment | Signage | Signage | Signage | Nos | - |  | Fittings, furnishings and equipment¦Signage¦Signage¦Signage
621 | Architecture | E.04 | Fittings, furnishings and equipment | Signage | External round logo | External round logo include framing | m2 | Yes | 165 | Fittings, furnishings and equipment¦Signage¦External round logo¦External round logo include framing
622 | Architecture | E.04 | Fittings, furnishings and equipment | Signage | Khmer and Chinese text | Khmer and chinesse text | Lot | Yes | 3300 | Fittings, furnishings and equipment¦Signage¦Khmer and Chinese text¦Khmer and chinesse text
623 | Architecture | E.04 | Fittings, furnishings and equipment | Signage | Wayfinding sign | Wayfinding directional sign incl. frame and fixing | Nos | - |  | Fittings, furnishings and equipment¦Signage¦Wayfinding sign¦Wayfinding directional sign incl. frame and fixing
624 | Architecture | E.04 | Fittings, furnishings and equipment | Signage | Room sign | Room identification sign incl. fixing | Nos | - |  | Fittings, furnishings and equipment¦Signage¦Room sign¦Room identification sign incl. fixing
625 | Architecture | E.04 | Fittings, furnishings and equipment | Signage | Statutory / safety sign | Statutory / safety signage incl. fixing | Nos | - |  | Fittings, furnishings and equipment¦Signage¦Statutory / safety sign¦Statutory / safety signage incl. fixing
626 | MEP | F.01 | Sanitary Installations | Sanitary ware | Water closet | Water closet, close-couple, vitreous china, incl. seat cover, cistern and connector | Nos | - |  | Sanitary Installations¦Sanitary ware¦Water closet¦Water closet, close-couple, vitreous china, incl. seat cover, cistern and connector
627 | MEP | F.01 | Sanitary Installations | Sanitary ware | Wash basin | Wash basin, vitreous china, incl. tap, bottle trap, waste and bracket | Nos | - |  | Sanitary Installations¦Sanitary ware¦Wash basin¦Wash basin, vitreous china, incl. tap, bottle trap, waste and bracket
628 | MEP | F.01 | Sanitary Installations | Sanitary ware | Urinal | Urinal, vitreous china, incl. flush valve, waste and bracket | Nos | - |  | Sanitary Installations¦Sanitary ware¦Urinal¦Urinal, vitreous china, incl. flush valve, waste and bracket
629 | MEP | F.01 | Sanitary Installations | Sanitary ware | Shower set | Shower set incl. mixer, riser rail, hand shower and hose | Nos | - |  | Sanitary Installations¦Sanitary ware¦Shower set¦Shower set incl. mixer, riser rail, hand shower and hose
630 | MEP | F.01 | Sanitary Installations | Sanitary ware | Squat pan | Squat pan incl. flush pipe, connector and floor fixing | Nos | - |  | Sanitary Installations¦Sanitary ware¦Squat pan¦Squat pan incl. flush pipe, connector and floor fixing
631 | MEP | F.01 | Sanitary Installations | Sanitary ware | Sink | Stainless steel sink incl. tap, waste and P-trap | Nos | - |  | Sanitary Installations¦Sanitary ware¦Sink¦Stainless steel sink incl. tap, waste and P-trap
632 | MEP | F.01 | Sanitary Installations | Sanitary fitting | Tap / faucet | Chromed brass tap / faucet incl. connector | Nos | - |  | Sanitary Installations¦Sanitary fitting¦Tap / faucet¦Chromed brass tap / faucet incl. connector
633 | MEP | F.01 | Sanitary Installations | Sanitary fitting | Flush valve | Flush valve, exposed type, incl. connector | Nos | - |  | Sanitary Installations¦Sanitary fitting¦Flush valve¦Flush valve, exposed type, incl. connector
634 | MEP | F.01 | Sanitary Installations | Sanitary fitting | Angle valve | Chromed brass angle valve incl. flexible connector | Nos | - |  | Sanitary Installations¦Sanitary fitting¦Angle valve¦Chromed brass angle valve incl. flexible connector
635 | MEP | F.01 | Sanitary Installations | Sanitary fitting | Floor drain | Stainless steel floor drain with removable grating | Nos | - |  | Sanitary Installations¦Sanitary fitting¦Floor drain¦Stainless steel floor drain with removable grating
636 | MEP | F.01 | Sanitary Installations | Sanitary fitting | Floor trap | Floor trap with water seal incl. grating | Nos | - |  | Sanitary Installations¦Sanitary fitting¦Floor trap¦Floor trap with water seal incl. grating
637 | MEP | F.01 | Sanitary Installations | Sanitary fitting | Clean out | Clean out / rodding eye incl. cover | Nos | - |  | Sanitary Installations¦Sanitary fitting¦Clean out¦Clean out / rodding eye incl. cover
638 | MEP | F.01 | Sanitary Installations | Sanitary accessories | Toilet paper holder | Stainless steel toilet paper holder incl. fixing | Nos | - |  | Sanitary Installations¦Sanitary accessories¦Toilet paper holder¦Stainless steel toilet paper holder incl. fixing
639 | MEP | F.01 | Sanitary Installations | Sanitary accessories | Soap dispenser | Wall mounted soap dispenser incl. fixing | Nos | - |  | Sanitary Installations¦Sanitary accessories¦Soap dispenser¦Wall mounted soap dispenser incl. fixing
640 | MEP | F.01 | Sanitary Installations | Sanitary accessories | Grab bar | Stainless steel grab bar for accessible toilet incl. fixing | Nos | - |  | Sanitary Installations¦Sanitary accessories¦Grab bar¦Stainless steel grab bar for accessible toilet incl. fixing
641 | MEP | F.01 | Sanitary Installations | Sanitary accessories | Hand dryer | Electric hand dryer incl. wiring connection | Nos | - |  | Sanitary Installations¦Sanitary accessories¦Hand dryer¦Electric hand dryer incl. wiring connection
642 | MEP | F.02 | AIR-CONDITIONAL SYSTEM | Split unit system | Wall mounted split unit | Wall mounted split type air conditioner incl. indoor unit, bracket and control | Nos | - |  | AIR-CONDITIONAL SYSTEM¦Split unit system¦Wall mounted split unit¦Wall mounted split type air conditioner incl. indoor unit, bracket and control
643 | MEP | F.02 | AIR-CONDITIONAL SYSTEM | Split unit system | Cassette type unit | Ceiling cassette type air conditioner incl. panel and control | Nos | - |  | AIR-CONDITIONAL SYSTEM¦Split unit system¦Cassette type unit¦Ceiling cassette type air conditioner incl. panel and control
644 | MEP | F.02 | AIR-CONDITIONAL SYSTEM | Split unit system | Outdoor condensing unit | Outdoor condensing unit incl. base, anti-vibration mount and wiring | Nos | - |  | AIR-CONDITIONAL SYSTEM¦Split unit system¦Outdoor condensing unit¦Outdoor condensing unit incl. base, anti-vibration mount and wiring
645 | MEP | F.02 | AIR-CONDITIONAL SYSTEM | VRF / VRV system | VRF indoor unit | VRF indoor unit incl. drain pump, control and commissioning | Nos | - |  | AIR-CONDITIONAL SYSTEM¦VRF / VRV system¦VRF indoor unit¦VRF indoor unit incl. drain pump, control and commissioning
646 | MEP | F.02 | AIR-CONDITIONAL SYSTEM | VRF / VRV system | VRF outdoor unit | VRF outdoor unit incl. base, anti-vibration mount and wiring | Nos | - |  | AIR-CONDITIONAL SYSTEM¦VRF / VRV system¦VRF outdoor unit¦VRF outdoor unit incl. base, anti-vibration mount and wiring
647 | MEP | F.02 | AIR-CONDITIONAL SYSTEM | VRF / VRV system | Refnet joint | VRF refnet joint / header incl. insulation | Nos | - |  | AIR-CONDITIONAL SYSTEM¦VRF / VRV system¦Refnet joint¦VRF refnet joint / header incl. insulation
648 | MEP | F.02 | AIR-CONDITIONAL SYSTEM | Chilled water system | Chiller | Water cooled / air cooled chiller incl. base, connection and commissioning | Nos | - |  | AIR-CONDITIONAL SYSTEM¦Chilled water system¦Chiller¦Water cooled / air cooled chiller incl. base, connection and commissioning
649 | MEP | F.02 | AIR-CONDITIONAL SYSTEM | Chilled water system | Air handling unit (AHU) | Air handling unit incl. filter, coil, fan, drain pan and control | Nos | - |  | AIR-CONDITIONAL SYSTEM¦Chilled water system¦Air handling unit (AHU)¦Air handling unit incl. filter, coil, fan, drain pan and control
650 | MEP | F.02 | AIR-CONDITIONAL SYSTEM | Chilled water system | Fan coil unit (FCU) | Fan coil unit incl. filter, drain pan, valve and control | Nos | - |  | AIR-CONDITIONAL SYSTEM¦Chilled water system¦Fan coil unit (FCU)¦Fan coil unit incl. filter, drain pan, valve and control
651 | MEP | F.02 | AIR-CONDITIONAL SYSTEM | Chilled water system | Chilled water pump | Chilled water pump incl. base, coupling, valve and control | Nos | - |  | AIR-CONDITIONAL SYSTEM¦Chilled water system¦Chilled water pump¦Chilled water pump incl. base, coupling, valve and control
652 | MEP | F.02 | AIR-CONDITIONAL SYSTEM | Chilled water system | Cooling tower | Cooling tower incl. base, make-up water and control | Nos | - |  | AIR-CONDITIONAL SYSTEM¦Chilled water system¦Cooling tower¦Cooling tower incl. base, make-up water and control
653 | MEP | F.02 | AIR-CONDITIONAL SYSTEM | AC piping & accessories | Refrigerant piping | Copper refrigerant piping incl. insulation, fitting and gas charging | m | - |  | AIR-CONDITIONAL SYSTEM¦AC piping & accessories¦Refrigerant piping¦Copper refrigerant piping incl. insulation, fitting and gas charging
654 | MEP | F.02 | AIR-CONDITIONAL SYSTEM | AC piping & accessories | Chilled water piping | Chilled water piping incl. valve, fitting, insulation and support | m | - |  | AIR-CONDITIONAL SYSTEM¦AC piping & accessories¦Chilled water piping¦Chilled water piping incl. valve, fitting, insulation and support
655 | MEP | F.02 | AIR-CONDITIONAL SYSTEM | AC piping & accessories | Condensate drain piping | Condensate drain piping uPVC incl. insulation, fitting and support | m | - |  | AIR-CONDITIONAL SYSTEM¦AC piping & accessories¦Condensate drain piping¦Condensate drain piping uPVC incl. insulation, fitting and support
656 | MEP | F.02 | AIR-CONDITIONAL SYSTEM | AC piping & accessories | Pipe insulation | Closed cell / rockwool pipe insulation incl. vapour barrier and cladding | m | - |  | AIR-CONDITIONAL SYSTEM¦AC piping & accessories¦Pipe insulation¦Closed cell / rockwool pipe insulation incl. vapour barrier and cladding
657 | MEP | F.02 | AIR-CONDITIONAL SYSTEM | AC piping & accessories | Thermostat / control | Room thermostat / wired controller incl. wiring | Nos | - |  | AIR-CONDITIONAL SYSTEM¦AC piping & accessories¦Thermostat / control¦Room thermostat / wired controller incl. wiring
658 | MEP | F.03 | MECHANICAL VENTILATION SYSTEM | Ventilation fan | Toilet exhaust fan | Toilet exhaust fan incl. bracket, damper and wiring | Nos | - |  | MECHANICAL VENTILATION SYSTEM¦Ventilation fan¦Toilet exhaust fan¦Toilet exhaust fan incl. bracket, damper and wiring
659 | MEP | F.03 | MECHANICAL VENTILATION SYSTEM | Ventilation fan | Kitchen exhaust fan | Kitchen exhaust fan incl. bracket, damper and wiring | Nos | - |  | MECHANICAL VENTILATION SYSTEM¦Ventilation fan¦Kitchen exhaust fan¦Kitchen exhaust fan incl. bracket, damper and wiring
660 | MEP | F.03 | MECHANICAL VENTILATION SYSTEM | Ventilation fan | Car park ventilation fan | Car park ventilation fan incl. support and wiring | Nos | - |  | MECHANICAL VENTILATION SYSTEM¦Ventilation fan¦Car park ventilation fan¦Car park ventilation fan incl. support and wiring
661 | MEP | F.03 | MECHANICAL VENTILATION SYSTEM | Ventilation fan | Fresh air fan | Fresh air supply fan incl. filter, damper and wiring | Nos | - |  | MECHANICAL VENTILATION SYSTEM¦Ventilation fan¦Fresh air fan¦Fresh air supply fan incl. filter, damper and wiring
662 | MEP | F.03 | MECHANICAL VENTILATION SYSTEM | Ventilation fan | Staircase pressurization fan | Staircase pressurization fan incl. relief damper and control | Nos | - |  | MECHANICAL VENTILATION SYSTEM¦Ventilation fan¦Staircase pressurization fan¦Staircase pressurization fan incl. relief damper and control
663 | MEP | F.03 | MECHANICAL VENTILATION SYSTEM | Specialist ventilation | Kitchen hood | Stainless steel kitchen hood incl. grease filter and light | Nos | - |  | MECHANICAL VENTILATION SYSTEM¦Specialist ventilation¦Kitchen hood¦Stainless steel kitchen hood incl. grease filter and light
664 | MEP | F.03 | MECHANICAL VENTILATION SYSTEM | Specialist ventilation | Smoke extraction fan | Smoke extraction fan, 250°C/2hr rated, incl. control | Nos | - |  | MECHANICAL VENTILATION SYSTEM¦Specialist ventilation¦Smoke extraction fan¦Smoke extraction fan, 250°C/2hr rated, incl. control
665 | MEP | F.03 | MECHANICAL VENTILATION SYSTEM | Specialist ventilation | Laboratory fume hood | Laboratory fume hood incl. exhaust fan, duct and control | Nos | - |  | MECHANICAL VENTILATION SYSTEM¦Specialist ventilation¦Laboratory fume hood¦Laboratory fume hood incl. exhaust fan, duct and control
666 | MEP | F.04 | MV DISTRIBUTION SYSTEM | Ductwork | GI ductwork | Galvanised iron ductwork incl. flange, gasket, support and sealing | kg | - |  | MV DISTRIBUTION SYSTEM¦Ductwork¦GI ductwork¦Galvanised iron ductwork incl. flange, gasket, support and sealing
667 | MEP | F.04 | MV DISTRIBUTION SYSTEM | Ductwork | Flexible duct | Insulated flexible duct incl. clamp and connection | m | - |  | MV DISTRIBUTION SYSTEM¦Ductwork¦Flexible duct¦Insulated flexible duct incl. clamp and connection
668 | MEP | F.04 | MV DISTRIBUTION SYSTEM | Ductwork | Duct insulation | Duct thermal insulation incl. vapour barrier and finish | m2 | - |  | MV DISTRIBUTION SYSTEM¦Ductwork¦Duct insulation¦Duct thermal insulation incl. vapour barrier and finish
669 | MEP | F.04 | MV DISTRIBUTION SYSTEM | Ductwork | Duct support | Duct hanger and support incl. anchor and rod | Lot | - |  | MV DISTRIBUTION SYSTEM¦Ductwork¦Duct support¦Duct hanger and support incl. anchor and rod
670 | MEP | F.04 | MV DISTRIBUTION SYSTEM | Air terminal | Supply air diffuser | Supply air diffuser incl. plenum box and damper | Nos | - |  | MV DISTRIBUTION SYSTEM¦Air terminal¦Supply air diffuser¦Supply air diffuser incl. plenum box and damper
671 | MEP | F.04 | MV DISTRIBUTION SYSTEM | Air terminal | Return air grille | Return air grille incl. filter and frame | Nos | - |  | MV DISTRIBUTION SYSTEM¦Air terminal¦Return air grille¦Return air grille incl. filter and frame
672 | MEP | F.04 | MV DISTRIBUTION SYSTEM | Air terminal | Exhaust grille | Exhaust air grille incl. frame and damper | Nos | - |  | MV DISTRIBUTION SYSTEM¦Air terminal¦Exhaust grille¦Exhaust air grille incl. frame and damper
673 | MEP | F.04 | MV DISTRIBUTION SYSTEM | Air terminal | Louver | Weather louver with bird screen incl. frame | Nos | - |  | MV DISTRIBUTION SYSTEM¦Air terminal¦Louver¦Weather louver with bird screen incl. frame
674 | MEP | F.04 | MV DISTRIBUTION SYSTEM | Damper & control | Volume control damper | Volume control damper incl. actuator quadrant | Nos | - |  | MV DISTRIBUTION SYSTEM¦Damper & control¦Volume control damper¦Volume control damper incl. actuator quadrant
675 | MEP | F.04 | MV DISTRIBUTION SYSTEM | Damper & control | Fire damper | Fire damper 2 hour rated incl. fusible link and access panel | Nos | - |  | MV DISTRIBUTION SYSTEM¦Damper & control¦Fire damper¦Fire damper 2 hour rated incl. fusible link and access panel
676 | MEP | F.04 | MV DISTRIBUTION SYSTEM | Damper & control | Motorized damper | Motorized damper incl. actuator and wiring | Nos | - |  | MV DISTRIBUTION SYSTEM¦Damper & control¦Motorized damper¦Motorized damper incl. actuator and wiring
677 | MEP | F.04 | MV DISTRIBUTION SYSTEM | Damper & control | Testing & balancing | Air / water testing, adjusting and balancing incl. report | Lot | - |  | MV DISTRIBUTION SYSTEM¦Damper & control¦Testing & balancing¦Air / water testing, adjusting and balancing incl. report
678 | MEP | F.05 | ELECTRICAL SYSTEM | Main distribution | Main switchboard (MSB) | Main switchboard incl. ACB/MCCB, busbar, metering and testing | Nos | - |  | ELECTRICAL SYSTEM¦Main distribution¦Main switchboard (MSB)¦Main switchboard incl. ACB/MCCB, busbar, metering and testing
679 | MEP | F.05 | ELECTRICAL SYSTEM | Main distribution | Sub-distribution board (DB) | Sub distribution board incl. MCB/RCBO, enclosure and labelling | Nos | - |  | ELECTRICAL SYSTEM¦Main distribution¦Sub-distribution board (DB)¦Sub distribution board incl. MCB/RCBO, enclosure and labelling
680 | MEP | F.05 | ELECTRICAL SYSTEM | Main distribution | Busduct / Busway | Busduct / busway incl. joint, support and tap-off unit | m | - |  | ELECTRICAL SYSTEM¦Main distribution¦Busduct / Busway¦Busduct / busway incl. joint, support and tap-off unit
681 | MEP | F.05 | ELECTRICAL SYSTEM | Main distribution | Transformer | Distribution transformer incl. base, connection and testing | Nos | - |  | ELECTRICAL SYSTEM¦Main distribution¦Transformer¦Distribution transformer incl. base, connection and testing
682 | MEP | F.05 | ELECTRICAL SYSTEM | Main distribution | Capacitor bank | Automatic power factor correction capacitor bank incl. controller | Nos | - |  | ELECTRICAL SYSTEM¦Main distribution¦Capacitor bank¦Automatic power factor correction capacitor bank incl. controller
683 | MEP | F.05 | ELECTRICAL SYSTEM | Main distribution | Metering panel | Metering panel incl. CT, meter and wiring | Nos | - |  | ELECTRICAL SYSTEM¦Main distribution¦Metering panel¦Metering panel incl. CT, meter and wiring
684 | MEP | F.05 | ELECTRICAL SYSTEM | Cable & containment | Power cable | XLPE/PVC power cable incl. termination, gland and lug | m | - |  | ELECTRICAL SYSTEM¦Cable & containment¦Power cable¦XLPE/PVC power cable incl. termination, gland and lug
685 | MEP | F.05 | ELECTRICAL SYSTEM | Cable & containment | Control cable | Control cable incl. termination and gland | m | - |  | ELECTRICAL SYSTEM¦Cable & containment¦Control cable¦Control cable incl. termination and gland
686 | MEP | F.05 | ELECTRICAL SYSTEM | Cable & containment | Cable tray | Hot dip galvanised cable tray incl. support, bend and accessories | m | - |  | ELECTRICAL SYSTEM¦Cable & containment¦Cable tray¦Hot dip galvanised cable tray incl. support, bend and accessories
687 | MEP | F.05 | ELECTRICAL SYSTEM | Cable & containment | Cable trunking | Metal cable trunking incl. cover, support and accessories | m | - |  | ELECTRICAL SYSTEM¦Cable & containment¦Cable trunking¦Metal cable trunking incl. cover, support and accessories
688 | MEP | F.05 | ELECTRICAL SYSTEM | Cable & containment | Conduit | uPVC / GI conduit incl. bend, coupling, box and support | m | - |  | ELECTRICAL SYSTEM¦Cable & containment¦Conduit¦uPVC / GI conduit incl. bend, coupling, box and support
689 | MEP | F.05 | ELECTRICAL SYSTEM | Cable & containment | Cable ladder | Cable ladder incl. support, bend and accessories | m | - |  | ELECTRICAL SYSTEM¦Cable & containment¦Cable ladder¦Cable ladder incl. support, bend and accessories
690 | MEP | F.05 | ELECTRICAL SYSTEM | Power & wiring accessories | Socket outlet | 13A switched socket outlet point incl. wiring, conduit and accessories | point | - |  | ELECTRICAL SYSTEM¦Power & wiring accessories¦Socket outlet¦13A switched socket outlet point incl. wiring, conduit and accessories
691 | MEP | F.05 | ELECTRICAL SYSTEM | Power & wiring accessories | Switch | Lighting switch point incl. wiring, conduit and accessories | point | - |  | ELECTRICAL SYSTEM¦Power & wiring accessories¦Switch¦Lighting switch point incl. wiring, conduit and accessories
692 | MEP | F.05 | ELECTRICAL SYSTEM | Power & wiring accessories | Isolator | Weatherproof isolator incl. wiring and fixing | Nos | - |  | ELECTRICAL SYSTEM¦Power & wiring accessories¦Isolator¦Weatherproof isolator incl. wiring and fixing
693 | MEP | F.05 | ELECTRICAL SYSTEM | Power & wiring accessories | Wiring point | Wiring point incl. cable, conduit and termination | point | - |  | ELECTRICAL SYSTEM¦Power & wiring accessories¦Wiring point¦Wiring point incl. cable, conduit and termination
694 | MEP | F.05 | ELECTRICAL SYSTEM | Lighting | Interior luminaire | LED interior luminaire incl. lamp, driver, wiring and fixing | Nos | - |  | ELECTRICAL SYSTEM¦Lighting¦Interior luminaire¦LED interior luminaire incl. lamp, driver, wiring and fixing
695 | MEP | F.05 | ELECTRICAL SYSTEM | Lighting | Exterior luminaire | LED exterior / flood luminaire IP65 incl. pole/bracket and wiring | Nos | - |  | ELECTRICAL SYSTEM¦Lighting¦Exterior luminaire¦LED exterior / flood luminaire IP65 incl. pole/bracket and wiring
696 | MEP | F.05 | ELECTRICAL SYSTEM | Lighting | Emergency light | LED emergency light with 3 hour battery backup incl. testing | Nos | - |  | ELECTRICAL SYSTEM¦Lighting¦Emergency light¦LED emergency light with 3 hour battery backup incl. testing
697 | MEP | F.05 | ELECTRICAL SYSTEM | Lighting | Exit sign | LED exit sign with battery backup incl. fixing and testing | Nos | - |  | ELECTRICAL SYSTEM¦Lighting¦Exit sign¦LED exit sign with battery backup incl. fixing and testing
698 | MEP | F.05 | ELECTRICAL SYSTEM | Lighting | Lighting control / sensor | Occupancy / daylight sensor incl. wiring and commissioning | Nos | - |  | ELECTRICAL SYSTEM¦Lighting¦Lighting control / sensor¦Occupancy / daylight sensor incl. wiring and commissioning
699 | MEP | F.05 | ELECTRICAL SYSTEM | Earthing & lightning protection | Earthing system | Earthing system incl. conductor, bonding and testing | Lot | - |  | ELECTRICAL SYSTEM¦Earthing & lightning protection¦Earthing system¦Earthing system incl. conductor, bonding and testing
700 | MEP | F.05 | ELECTRICAL SYSTEM | Earthing & lightning protection | Earth rod & pit | Copper earth rod with inspection pit incl. clamp and testing | Nos | - |  | ELECTRICAL SYSTEM¦Earthing & lightning protection¦Earth rod & pit¦Copper earth rod with inspection pit incl. clamp and testing
701 | MEP | F.05 | ELECTRICAL SYSTEM | Earthing & lightning protection | Lightning air terminal | Lightning air terminal incl. base, mast and connection | Nos | - |  | ELECTRICAL SYSTEM¦Earthing & lightning protection¦Lightning air terminal¦Lightning air terminal incl. base, mast and connection
702 | MEP | F.05 | ELECTRICAL SYSTEM | Earthing & lightning protection | Down conductor | Lightning down conductor incl. clamp, tape and test joint | m | - |  | ELECTRICAL SYSTEM¦Earthing & lightning protection¦Down conductor¦Lightning down conductor incl. clamp, tape and test joint
703 | MEP | F.05 | ELECTRICAL SYSTEM | Standby power | Generator set | Diesel generator set incl. canopy, base, exhaust and commissioning | Nos | - |  | ELECTRICAL SYSTEM¦Standby power¦Generator set¦Diesel generator set incl. canopy, base, exhaust and commissioning
704 | MEP | F.05 | ELECTRICAL SYSTEM | Standby power | Automatic transfer switch (ATS) | Automatic transfer switch incl. controller and wiring | Nos | - |  | ELECTRICAL SYSTEM¦Standby power¦Automatic transfer switch (ATS)¦Automatic transfer switch incl. controller and wiring
705 | MEP | F.05 | ELECTRICAL SYSTEM | Standby power | UPS | Uninterruptible power supply incl. battery, cabinet and commissioning | Nos | - |  | ELECTRICAL SYSTEM¦Standby power¦UPS¦Uninterruptible power supply incl. battery, cabinet and commissioning
706 | MEP | F.05 | ELECTRICAL SYSTEM | Standby power | Fuel tank & piping | Diesel fuel tank incl. piping, valve, level gauge and bund | Lot | - |  | ELECTRICAL SYSTEM¦Standby power¦Fuel tank & piping¦Diesel fuel tank incl. piping, valve, level gauge and bund
707 | MEP | F.06 | ELV INSTALLATION | Fire alarm system | Fire alarm control panel | Addressable fire alarm control panel incl. battery and programming | Nos | - |  | ELV INSTALLATION¦Fire alarm system¦Fire alarm control panel¦Addressable fire alarm control panel incl. battery and programming
708 | MEP | F.06 | ELV INSTALLATION | Fire alarm system | Smoke / heat detector | Addressable smoke / heat detector incl. base and wiring | Nos | - |  | ELV INSTALLATION¦Fire alarm system¦Smoke / heat detector¦Addressable smoke / heat detector incl. base and wiring
709 | MEP | F.06 | ELV INSTALLATION | Fire alarm system | Manual call point | Manual call point incl. back box and wiring | Nos | - |  | ELV INSTALLATION¦Fire alarm system¦Manual call point¦Manual call point incl. back box and wiring
710 | MEP | F.06 | ELV INSTALLATION | Fire alarm system | Alarm bell / sounder | Alarm bell / sounder incl. wiring and testing | Nos | - |  | ELV INSTALLATION¦Fire alarm system¦Alarm bell / sounder¦Alarm bell / sounder incl. wiring and testing
711 | MEP | F.06 | ELV INSTALLATION | Security system | CCTV camera | IP CCTV camera incl. bracket, cabling and configuration | Nos | - |  | ELV INSTALLATION¦Security system¦CCTV camera¦IP CCTV camera incl. bracket, cabling and configuration
712 | MEP | F.06 | ELV INSTALLATION | Security system | NVR / recorder | Network video recorder incl. hard disk, rack and configuration | Nos | - |  | ELV INSTALLATION¦Security system¦NVR / recorder¦Network video recorder incl. hard disk, rack and configuration
713 | MEP | F.06 | ELV INSTALLATION | Security system | Access control door | Door access control set incl. reader, EM lock, button and controller | Nos | - |  | ELV INSTALLATION¦Security system¦Access control door¦Door access control set incl. reader, EM lock, button and controller
714 | MEP | F.06 | ELV INSTALLATION | Security system | Intercom | Audio / video intercom incl. wiring and commissioning | Nos | - |  | ELV INSTALLATION¦Security system¦Intercom¦Audio / video intercom incl. wiring and commissioning
715 | MEP | F.06 | ELV INSTALLATION | Communication system | Structured cabling outlet | Cat6 data outlet incl. cable, patch panel termination and testing | point | - |  | ELV INSTALLATION¦Communication system¦Structured cabling outlet¦Cat6 data outlet incl. cable, patch panel termination and testing
716 | MEP | F.06 | ELV INSTALLATION | Communication system | Network switch / rack | Network switch and 19" rack incl. patch panel, PDU and accessories | Nos | - |  | ELV INSTALLATION¦Communication system¦Network switch / rack¦Network switch and 19" rack incl. patch panel, PDU and accessories
717 | MEP | F.06 | ELV INSTALLATION | Communication system | Telephone system | Telephone system incl. exchange, handset and cabling | Nos | - |  | ELV INSTALLATION¦Communication system¦Telephone system¦Telephone system incl. exchange, handset and cabling
718 | MEP | F.06 | ELV INSTALLATION | Communication system | MATV / TV outlet | MATV / TV outlet incl. coaxial cable, splitter and termination | point | - |  | ELV INSTALLATION¦Communication system¦MATV / TV outlet¦MATV / TV outlet incl. coaxial cable, splitter and termination
719 | MEP | F.06 | ELV INSTALLATION | Communication system | WiFi access point | Wireless access point incl. PoE cabling and configuration | Nos | - |  | ELV INSTALLATION¦Communication system¦WiFi access point¦Wireless access point incl. PoE cabling and configuration
720 | MEP | F.06 | ELV INSTALLATION | Audio visual & school system | Public address (PA) system | Public address system incl. amplifier, mixer, microphone and zoning | Lot | - |  | ELV INSTALLATION¦Audio visual & school system¦Public address (PA) system¦Public address system incl. amplifier, mixer, microphone and zoning
721 | MEP | F.06 | ELV INSTALLATION | Audio visual & school system | Speaker | Ceiling / wall speaker incl. cabling and termination | Nos | - |  | ELV INSTALLATION¦Audio visual & school system¦Speaker¦Ceiling / wall speaker incl. cabling and termination
722 | MEP | F.06 | ELV INSTALLATION | Audio visual & school system | Bell / clock system | School bell and master clock system incl. programming | Lot | - |  | ELV INSTALLATION¦Audio visual & school system¦Bell / clock system¦School bell and master clock system incl. programming
723 | MEP | F.06 | ELV INSTALLATION | Audio visual & school system | Projector & screen | Projector with motorized screen incl. mount, cabling and commissioning | Nos | - |  | ELV INSTALLATION¦Audio visual & school system¦Projector & screen¦Projector with motorized screen incl. mount, cabling and commissioning
724 | MEP | F.06 | ELV INSTALLATION | Audio visual & school system | Classroom AV system | Classroom audio visual system incl. panel, speaker and cabling | Lot | - |  | ELV INSTALLATION¦Audio visual & school system¦Classroom AV system¦Classroom audio visual system incl. panel, speaker and cabling
725 | MEP | F.06 | ELV INSTALLATION | Building management | BMS control panel | Building management system panel incl. controller and graphics | Nos | - |  | ELV INSTALLATION¦Building management¦BMS control panel¦Building management system panel incl. controller and graphics
726 | MEP | F.06 | ELV INSTALLATION | Building management | Field device & sensor | BMS field device / sensor incl. wiring and calibration | Nos | - |  | ELV INSTALLATION¦Building management¦Field device & sensor¦BMS field device / sensor incl. wiring and calibration
727 | MEP | F.07 | PLUMBING SYSTEM | Water supply | Cold water piping | PPR / uPVC cold water piping incl. fitting, valve, support and testing | m | - |  | PLUMBING SYSTEM¦Water supply¦Cold water piping¦PPR / uPVC cold water piping incl. fitting, valve, support and testing
728 | MEP | F.07 | PLUMBING SYSTEM | Water supply | Hot water piping | PPR hot water piping incl. insulation, fitting and testing | m | - |  | PLUMBING SYSTEM¦Water supply¦Hot water piping¦PPR hot water piping incl. insulation, fitting and testing
729 | MEP | F.07 | PLUMBING SYSTEM | Water supply | Pipe insulation | Closed cell / rockwool pipe insulation incl. vapour barrier and cladding | m | - |  | PLUMBING SYSTEM¦Water supply¦Pipe insulation¦Closed cell / rockwool pipe insulation incl. vapour barrier and cladding
730 | MEP | F.07 | PLUMBING SYSTEM | Water supply | Valve & fitting | Gate / check / ball valve incl. flange, gasket and bolt | Nos | - |  | PLUMBING SYSTEM¦Water supply¦Valve & fitting¦Gate / check / ball valve incl. flange, gasket and bolt
731 | MEP | F.07 | PLUMBING SYSTEM | Water supply | Water meter | Water meter incl. strainer, valve and connection | Nos | - |  | PLUMBING SYSTEM¦Water supply¦Water meter¦Water meter incl. strainer, valve and connection
732 | MEP | F.07 | PLUMBING SYSTEM | Water storage & pump | Water tank | Water storage tank incl. base, level control, pipework and cleaning | Nos | - |  | PLUMBING SYSTEM¦Water storage & pump¦Water tank¦Water storage tank incl. base, level control, pipework and cleaning
733 | MEP | F.07 | PLUMBING SYSTEM | Water storage & pump | Transfer pump | Water transfer pump set incl. base, valve, control panel and wiring | Nos | - |  | PLUMBING SYSTEM¦Water storage & pump¦Transfer pump¦Water transfer pump set incl. base, valve, control panel and wiring
734 | MEP | F.07 | PLUMBING SYSTEM | Water storage & pump | Booster pump | Booster pump set with pressure vessel incl. control panel | Nos | - |  | PLUMBING SYSTEM¦Water storage & pump¦Booster pump¦Booster pump set with pressure vessel incl. control panel
735 | MEP | F.07 | PLUMBING SYSTEM | Water storage & pump | Water heater | Electric water heater incl. safety valve, bracket and wiring | Nos | - |  | PLUMBING SYSTEM¦Water storage & pump¦Water heater¦Electric water heater incl. safety valve, bracket and wiring
736 | MEP | F.07 | PLUMBING SYSTEM | Water storage & pump | Level control | Water level control system incl. electrode, relay and wiring | Lot | - |  | PLUMBING SYSTEM¦Water storage & pump¦Level control¦Water level control system incl. electrode, relay and wiring
737 | MEP | F.07 | PLUMBING SYSTEM | Drainage | Soil pipe | uPVC soil pipe incl. fitting, support, jointing and testing | m | - |  | PLUMBING SYSTEM¦Drainage¦Soil pipe¦uPVC soil pipe incl. fitting, support, jointing and testing
738 | MEP | F.07 | PLUMBING SYSTEM | Drainage | Waste pipe | uPVC waste pipe incl. fitting, trap, support and testing | m | - |  | PLUMBING SYSTEM¦Drainage¦Waste pipe¦uPVC waste pipe incl. fitting, trap, support and testing
739 | MEP | F.07 | PLUMBING SYSTEM | Drainage | Vent pipe | uPVC vent pipe incl. fitting, cowl and support | m | - |  | PLUMBING SYSTEM¦Drainage¦Vent pipe¦uPVC vent pipe incl. fitting, cowl and support
740 | MEP | F.07 | PLUMBING SYSTEM | Drainage | Rainwater downpipe | uPVC rainwater downpipe incl. fitting, bracket and shoe | m | - |  | PLUMBING SYSTEM¦Drainage¦Rainwater downpipe¦uPVC rainwater downpipe incl. fitting, bracket and shoe
741 | MEP | F.07 | PLUMBING SYSTEM | Drainage | Manhole / inspection chamber | Manhole / inspection chamber incl. excavation, concrete, benching and cover | Nos | - |  | PLUMBING SYSTEM¦Drainage¦Manhole / inspection chamber¦Manhole / inspection chamber incl. excavation, concrete, benching and cover
742 | MEP | F.07 | PLUMBING SYSTEM | Drainage | Grease trap | Grease trap incl. excavation, installation, cover and connection | Nos | - |  | PLUMBING SYSTEM¦Drainage¦Grease trap¦Grease trap incl. excavation, installation, cover and connection
743 | MEP | F.07 | PLUMBING SYSTEM | Sewage treatment | Septic tank (precast) | Precast septic tank incl. excavation, bedding, connection and backfill | Nos | - |  | PLUMBING SYSTEM¦Sewage treatment¦Septic tank (precast)¦Precast septic tank incl. excavation, bedding, connection and backfill
744 | MEP | F.07 | PLUMBING SYSTEM | Sewage treatment | Sewage treatment plant (STP) | Package sewage treatment plant incl. blower, control and commissioning | Lot | - |  | PLUMBING SYSTEM¦Sewage treatment¦Sewage treatment plant (STP)¦Package sewage treatment plant incl. blower, control and commissioning
745 | MEP | F.07 | PLUMBING SYSTEM | Sewage treatment | Sewer connection | Connection to public sewer incl. excavation, pipe, chamber and reinstatement | Lot | - |  | PLUMBING SYSTEM¦Sewage treatment¦Sewer connection¦Connection to public sewer incl. excavation, pipe, chamber and reinstatement
746 | MEP | F.08 | FIRE FIGHTING SYSTEM | Hydrant & hose reel | Fire hydrant | Fire hydrant / landing valve incl. cabinet, hose and accessories | Nos | - |  | FIRE FIGHTING SYSTEM¦Hydrant & hose reel¦Fire hydrant¦Fire hydrant / landing valve incl. cabinet, hose and accessories
747 | MEP | F.08 | FIRE FIGHTING SYSTEM | Hydrant & hose reel | Hose reel | Fire hose reel 30m incl. cabinet, nozzle and valve | Nos | - |  | FIRE FIGHTING SYSTEM¦Hydrant & hose reel¦Hose reel¦Fire hose reel 30m incl. cabinet, nozzle and valve
748 | MEP | F.08 | FIRE FIGHTING SYSTEM | Hydrant & hose reel | Landing valve | Landing valve incl. cabinet and blank cap | Nos | - |  | FIRE FIGHTING SYSTEM¦Hydrant & hose reel¦Landing valve¦Landing valve incl. cabinet and blank cap
749 | MEP | F.08 | FIRE FIGHTING SYSTEM | Hydrant & hose reel | Fire riser piping | Fire riser piping, galvanised steel, incl. fitting, support and testing | m | - |  | FIRE FIGHTING SYSTEM¦Hydrant & hose reel¦Fire riser piping¦Fire riser piping, galvanised steel, incl. fitting, support and testing
750 | MEP | F.08 | FIRE FIGHTING SYSTEM | Sprinkler system | Sprinkler head | Pendent / upright sprinkler head incl. escutcheon and testing | Nos | - |  | FIRE FIGHTING SYSTEM¦Sprinkler system¦Sprinkler head¦Pendent / upright sprinkler head incl. escutcheon and testing
751 | MEP | F.08 | FIRE FIGHTING SYSTEM | Sprinkler system | Sprinkler piping | Sprinkler piping incl. fitting, hanger, support and hydrostatic testing | m | - |  | FIRE FIGHTING SYSTEM¦Sprinkler system¦Sprinkler piping¦Sprinkler piping incl. fitting, hanger, support and hydrostatic testing
752 | MEP | F.08 | FIRE FIGHTING SYSTEM | Sprinkler system | Alarm valve set | Sprinkler alarm valve set incl. gauge, drain and trim | Nos | - |  | FIRE FIGHTING SYSTEM¦Sprinkler system¦Alarm valve set¦Sprinkler alarm valve set incl. gauge, drain and trim
753 | MEP | F.08 | FIRE FIGHTING SYSTEM | Sprinkler system | Flow switch | Flow switch / tamper switch incl. wiring to fire alarm panel | Nos | - |  | FIRE FIGHTING SYSTEM¦Sprinkler system¦Flow switch¦Flow switch / tamper switch incl. wiring to fire alarm panel
754 | MEP | F.08 | FIRE FIGHTING SYSTEM | Fire pump & tank | Fire pump set | Fire pump set (electric + diesel + jockey) incl. controller and commissioning | Nos | - |  | FIRE FIGHTING SYSTEM¦Fire pump & tank¦Fire pump set¦Fire pump set (electric + diesel + jockey) incl. controller and commissioning
755 | MEP | F.08 | FIRE FIGHTING SYSTEM | Fire pump & tank | Jockey pump | Jockey pump incl. pressure switch and control | Nos | - |  | FIRE FIGHTING SYSTEM¦Fire pump & tank¦Jockey pump¦Jockey pump incl. pressure switch and control
756 | MEP | F.08 | FIRE FIGHTING SYSTEM | Fire pump & tank | Fire water tank | Fire water storage tank incl. base, level control and connection | Nos | - |  | FIRE FIGHTING SYSTEM¦Fire pump & tank¦Fire water tank¦Fire water storage tank incl. base, level control and connection
757 | MEP | F.08 | FIRE FIGHTING SYSTEM | Portable & special suppression | Fire extinguisher | Portable fire extinguisher incl. bracket, sign and servicing | Nos | - |  | FIRE FIGHTING SYSTEM¦Portable & special suppression¦Fire extinguisher¦Portable fire extinguisher incl. bracket, sign and servicing
758 | MEP | F.08 | FIRE FIGHTING SYSTEM | Portable & special suppression | Fire blanket | Fire blanket incl. cabinet and fixing | Nos | - |  | FIRE FIGHTING SYSTEM¦Portable & special suppression¦Fire blanket¦Fire blanket incl. cabinet and fixing
759 | MEP | F.08 | FIRE FIGHTING SYSTEM | Portable & special suppression | FM200 / CO2 system | FM200 / CO2 clean agent suppression system incl. cylinder, nozzle and panel | Lot | - |  | FIRE FIGHTING SYSTEM¦Portable & special suppression¦FM200 / CO2 system¦FM200 / CO2 clean agent suppression system incl. cylinder, nozzle and panel
760 | MEP | F.08 | FIRE FIGHTING SYSTEM | Portable & special suppression | Kitchen suppression system | Kitchen hood wet chemical suppression system incl. nozzle and control | Lot | - |  | FIRE FIGHTING SYSTEM¦Portable & special suppression¦Kitchen suppression system¦Kitchen hood wet chemical suppression system incl. nozzle and control
761 | MEP | F.09 | Specialist Installations | Renewable & specialist | Solar PV system | Solar PV system incl. panel, inverter, mounting, cabling and commissioning | Lot | - |  | Specialist Installations¦Renewable & specialist¦Solar PV system¦Solar PV system incl. panel, inverter, mounting, cabling and commissioning
762 | MEP | F.09 | Specialist Installations | Renewable & specialist | Water treatment plant | Water treatment plant incl. filter, dosing, control and commissioning | Lot | - |  | Specialist Installations¦Renewable & specialist¦Water treatment plant¦Water treatment plant incl. filter, dosing, control and commissioning
763 | MEP | F.09 | Specialist Installations | Renewable & specialist | Swimming pool system | Swimming pool filtration system incl. pump, filter, dosing and control | Lot | - |  | Specialist Installations¦Renewable & specialist¦Swimming pool system¦Swimming pool filtration system incl. pump, filter, dosing and control
764 | MEP | F.09 | Specialist Installations | Renewable & specialist | Kitchen equipment | Commercial kitchen equipment incl. connection and commissioning | Lot | - |  | Specialist Installations¦Renewable & specialist¦Kitchen equipment¦Commercial kitchen equipment incl. connection and commissioning
765 | MEP | F.10 | VERTICAL TRANSPORTATION SYSTEM | Lift | Passenger lift | Passenger lift, 1000kg / 13 person, incl. car, door, control and commissioning | Nos | - |  | VERTICAL TRANSPORTATION SYSTEM¦Lift¦Passenger lift¦Passenger lift, 1000kg / 13 person, incl. car, door, control and commissioning
766 | MEP | F.10 | VERTICAL TRANSPORTATION SYSTEM | Lift | Service / goods lift | Service / goods lift incl. car, door, control and commissioning | Nos | - |  | VERTICAL TRANSPORTATION SYSTEM¦Lift¦Service / goods lift¦Service / goods lift incl. car, door, control and commissioning
767 | MEP | F.10 | VERTICAL TRANSPORTATION SYSTEM | Lift | Firefighting lift | Firefighting lift incl. fireman switch, control and commissioning | Nos | - |  | VERTICAL TRANSPORTATION SYSTEM¦Lift¦Firefighting lift¦Firefighting lift incl. fireman switch, control and commissioning
768 | MEP | F.10 | VERTICAL TRANSPORTATION SYSTEM | Lift | Platform / accessibility lift | Platform / accessibility lift incl. control and commissioning | Nos | - |  | VERTICAL TRANSPORTATION SYSTEM¦Lift¦Platform / accessibility lift¦Platform / accessibility lift incl. control and commissioning
769 | MEP | F.10 | VERTICAL TRANSPORTATION SYSTEM | Escalator | Escalator | Escalator incl. truss, balustrade, control and commissioning | Nos | - |  | VERTICAL TRANSPORTATION SYSTEM¦Escalator¦Escalator¦Escalator incl. truss, balustrade, control and commissioning
770 | MEP | F.10 | VERTICAL TRANSPORTATION SYSTEM | Lift shaft equipment | Lift shaft ladder | Lift pit access ladder incl. fixing | Nos | - |  | VERTICAL TRANSPORTATION SYSTEM¦Lift shaft equipment¦Lift shaft ladder¦Lift pit access ladder incl. fixing
771 | MEP | F.10 | VERTICAL TRANSPORTATION SYSTEM | Lift shaft equipment | Shaft lighting & socket | Lift shaft lighting and socket incl. wiring and switch | Lot | - |  | VERTICAL TRANSPORTATION SYSTEM¦Lift shaft equipment¦Shaft lighting & socket¦Lift shaft lighting and socket incl. wiring and switch
772 | MEP | F.10 | VERTICAL TRANSPORTATION SYSTEM | Lift shaft equipment | Machine room equipment | Lift machine room equipment incl. ventilation, lighting and hoisting beam | Lot | - |  | VERTICAL TRANSPORTATION SYSTEM¦Lift shaft equipment¦Machine room equipment¦Lift machine room equipment incl. ventilation, lighting and hoisting beam
773 | MEP | F.00 | Services | Testing & Commissioning | Testing & commissioning | Testing, adjusting and commissioning of complete installation incl. report | Lot | - |  | Services¦Testing & Commissioning¦Testing & commissioning¦Testing, adjusting and commissioning of complete installation incl. report
774 | MEP | F.00 | Services | Testing & Commissioning | As-built drawing | As-built drawings incl. printing and soft copy submission | Lot | - |  | Services¦Testing & Commissioning¦As-built drawing¦As-built drawings incl. printing and soft copy submission
775 | MEP | F.00 | Services | Testing & Commissioning | O&M manual | Operation and maintenance manual incl. warranty documents | Lot | - |  | Services¦Testing & Commissioning¦O&M manual¦Operation and maintenance manual incl. warranty documents
776 | MEP | F.00 | Services | Testing & Commissioning | Training | Training of client operating personnel | Lot | - |  | Services¦Testing & Commissioning¦Training¦Training of client operating personnel
777 | MEP | F.00 | Services | Testing & Commissioning | Spare parts | Recommended spare parts as per specification | Lot | - |  | Services¦Testing & Commissioning¦Spare parts¦Recommended spare parts as per specification
778 | External Works | G.01 | External Work | Site preparation | Site clearing | Site clearing; supply and lay complete incl. base preparation and jointing. | m2 | - |  | External Work¦Site preparation¦Site clearing¦Site clearing; supply and lay complete incl. base preparation and jointing.
779 | External Works | G.01 | External Work | Site preparation | Cut & fill | Cut and fill to formation level incl. compaction | m3 | - |  | External Work¦Site preparation¦Cut & fill¦Cut and fill to formation level incl. compaction
780 | External Works | G.01 | External Work | Site preparation | Compaction | Compaction of formation to 95% MDD incl. watering and testing | m2 | - |  | External Work¦Site preparation¦Compaction¦Compaction of formation to 95% MDD incl. watering and testing
781 | External Works | G.02 | External Work | Roads, path, paving | Concrete paving | Reinforced concrete paving 150mm thk. incl. base, mesh and joint | m2 | - |  | External Work¦Roads, path, paving¦Concrete paving¦Reinforced concrete paving 150mm thk. incl. base, mesh and joint
782 | External Works | G.02 | External Work | Roads, path, paving | Asphalt paving | Asphalt concrete wearing course 50mm thk. incl. prime coat and base | m2 | - |  | External Work¦Roads, path, paving¦Asphalt paving¦Asphalt concrete wearing course 50mm thk. incl. prime coat and base
783 | External Works | G.02 | External Work | Roads, path, paving | Interlocking paver | Interlocking concrete paver 60mm thk. incl. sand bedding and jointing | m2 | - |  | External Work¦Roads, path, paving¦Interlocking paver¦Interlocking concrete paver 60mm thk. incl. sand bedding and jointing
784 | External Works | G.02 | External Work | Roads, path, paving | Kerb | Precast concrete kerb incl. bedding, haunching and jointing | m | - |  | External Work¦Roads, path, paving¦Kerb¦Precast concrete kerb incl. bedding, haunching and jointing
785 | External Works | G.02 | External Work | Roads, path, paving | Road marking | Thermoplastic road marking incl. surface preparation | m | - |  | External Work¦Roads, path, paving¦Road marking¦Thermoplastic road marking incl. surface preparation
786 | External Works | G.02 | External Work | Roads, path, paving | Car park | Car park surfacing incl. marking, wheel stop and signage | m2 | - |  | External Work¦Roads, path, paving¦Car park¦Car park surfacing incl. marking, wheel stop and signage
787 | External Works | G.03 | External Work | Landscape | Top soil | Approved top soil spread and levelled | m3 | - |  | External Work¦Landscape¦Top soil¦Approved top soil spread and levelled
788 | External Works | G.03 | External Work | Landscape | Turfing | Turfing incl. top soil, fertiliser and watering to establishment | m2 | - |  | External Work¦Landscape¦Turfing¦Turfing incl. top soil, fertiliser and watering to establishment
789 | External Works | G.03 | External Work | Landscape | Tree & shrub | Supply and plant tree / shrub incl. pit, soil mix, stake and maintenance | Nos | - |  | External Work¦Landscape¦Tree & shrub¦Supply and plant tree / shrub incl. pit, soil mix, stake and maintenance
790 | External Works | G.03 | External Work | Landscape | Planter | Planter box incl. waterproofing, drainage layer and soil | Nos | - |  | External Work¦Landscape¦Planter¦Planter box incl. waterproofing, drainage layer and soil
791 | External Works | G.03 | External Work | Landscape | Irrigation system | Landscape irrigation system incl. piping, sprinkler, valve and controller | Lot | - |  | External Work¦Landscape¦Irrigation system¦Landscape irrigation system incl. piping, sprinkler, valve and controller
792 | External Works | G.04 | External Work | Fence, railing & wall | Boundary fence | Boundary fence incl. post, mesh/panel, foundation and painting | m | - |  | External Work¦Fence, railing & wall¦Boundary fence¦Boundary fence incl. post, mesh/panel, foundation and painting
793 | External Works | G.04 | External Work | Fence, railing & wall | Main gate | Main entrance gate incl. frame, leaf, hardware, motor and painting | Nos | - |  | External Work¦Fence, railing & wall¦Main gate¦Main entrance gate incl. frame, leaf, hardware, motor and painting
794 | External Works | G.04 | External Work | Fence, railing & wall | Guard rail | Steel guard rail incl. fabrication, painting and fixing | m | - |  | External Work¦Fence, railing & wall¦Guard rail¦Steel guard rail incl. fabrication, painting and fixing
795 | External Works | G.04 | External Work | Fence, railing & wall | Boundary wall | Boundary wall incl. foundation, blockwork, plaster and paint | m2 | - |  | External Work¦Fence, railing & wall¦Boundary wall¦Boundary wall incl. foundation, blockwork, plaster and paint
796 | External Works | G.05 | External Work | External fixture | Flag pole | Flag pole incl. foundation, halyard and finishing | Nos | - |  | External Work¦External fixture¦Flag pole¦Flag pole incl. foundation, halyard and finishing
797 | External Works | G.05 | External Work | External fixture | Bollard | Bollard incl. foundation and finishing | Nos | - |  | External Work¦External fixture¦Bollard¦Bollard incl. foundation and finishing
798 | External Works | G.05 | External Work | External fixture | Bicycle rack | Bicycle rack incl. fixing to slab | Nos | - |  | External Work¦External fixture¦Bicycle rack¦Bicycle rack incl. fixing to slab
799 | External Works | G.05 | External Work | External fixture | Covered walkway | Covered walkway incl. steel structure, roofing and finishes | m2 | - |  | External Work¦External fixture¦Covered walkway¦Covered walkway incl. steel structure, roofing and finishes
800 | External Works | G.05 | External Work | External fixture | Guard house | Guard house incl. structure, finishes and services | Nos | - |  | External Work¦External fixture¦Guard house¦Guard house incl. structure, finishes and services
801 | External Works | G.05 | External Work | External fixture | Playground / sport court | Playground / sport court incl. surfacing, marking and equipment | Lot | - |  | External Work¦External fixture¦Playground / sport court¦Playground / sport court incl. surfacing, marking and equipment
802 | Architecture | D.02 | Interior Floor Finishes | Toilet Floor tile | Toilet Floor tile | tile size (300x300)mm | m2 | Yes | 14.96 | Interior Floor Finishes¦Toilet Floor tile¦Toilet Floor tile¦tile size (300x300)mm
803 | Architecture | D.01 | Interior Wall Finishes | Toilet Wall tile | Toilet Wall tile | tile size (300x600)mm | m2 | Yes | 18.4 | Interior Wall Finishes¦Toilet Wall tile¦Toilet Wall tile¦tile size (300x600)mm

## Entry Template
BoQ TAKE-OFF ENTRY TEMPLATE — 4-level dependent drop-downs
Pick in order: Section → Sub Section → Sub Element → Description. Budget Code, Unit and existing Rate fill in automatically.
If a drop-down looks empty, the cell to its left is still blank — choose the parent first.
No. | Discipline | Section | Sub Section | Sub Element | Description (Material Type) | Budget Code | Unit | Quantity | In Price List | Current Rate ($) | Amount ($) | h1 | h2 | h3
[12 empty] | _NONE | _NONE | _NONE
[12 empty] | _NONE | _NONE | _NONE
[12 empty] | _NONE | _NONE | _NONE
[12 empty] | _NONE | _NONE | _NONE
[12 empty] | _NONE | _NONE | _NONE
[12 empty] | _NONE | _NONE | _NONE
[12 empty] | _NONE | _NONE | _NONE
[12 empty] | _NONE | _NONE | _NONE
[12 empty] | _NONE | _NONE | _NONE
[12 empty] | _NONE | _NONE | _NONE
[12 empty] | _NONE | _NONE | _NONE
[12 empty] | _NONE | _NONE | _NONE
[12 empty] | _NONE | _NONE | _NONE
[12 empty] | _NONE | _NONE | _NONE
[12 empty] | _NONE | _NONE | _NONE
[12 empty] | _NONE | _NONE | _NONE
[12 empty] | _NONE | _NONE | _NONE
[12 empty] | _NONE | _NONE | _NONE
[12 empty] | _NONE | _NONE | _NONE
[12 empty] | _NONE | _NONE | _NONE
[12 empty] | _NONE | _NONE | _NONE
[12 empty] | _NONE | _NONE | _NONE
[12 empty] | _NONE | _NONE | _NONE
[12 empty] | _NONE | _NONE | _NONE
[12 empty] | _NONE | _NONE | _NONE
[12 empty] | _NONE | _NONE | _NONE
[12 empty] | _NONE | _NONE | _NONE
[12 empty] | _NONE | _NONE | _NONE
[12 empty] | _NONE | _NONE | _NONE
[12 empty] | _NONE | _NONE | _NONE
[12 empty] | _NONE | _NONE | _NONE
[12 empty] | _NONE | _NONE | _NONE
[12 empty] | _NONE | _NONE | _NONE
[12 empty] | _NONE | _NONE | _NONE
[12 empty] | _NONE | _NONE | _NONE
[12 empty] | _NONE | _NONE | _NONE
[12 empty] | _NONE | _NONE | _NONE
[12 empty] | _NONE | _NONE | _NONE
[12 empty] | _NONE | _NONE | _NONE
[12 empty] | _NONE | _NONE | _NONE
[12 empty] | _NONE | _NONE | _NONE
[12 empty] | _NONE | _NONE | _NONE
[12 empty] | _NONE | _NONE | _NONE
[12 empty] | _NONE | _NONE | _NONE
[12 empty] | _NONE | _NONE | _NONE
[12 empty] | _NONE | _NONE | _NONE
[12 empty] | _NONE | _NONE | _NONE
[12 empty] | _NONE | _NONE | _NONE
[12 empty] | _NONE | _NONE | _NONE
[12 empty] | _NONE | _NONE | _NONE
[12 empty] | _NONE | _NONE | _NONE
[12 empty] | _NONE | _NONE | _NONE
[12 empty] | _NONE | _NONE | _NONE
[12 empty] | _NONE | _NONE | _NONE
[12 empty] | _NONE | _NONE | _NONE
[12 empty] | _NONE | _NONE | _NONE
[12 empty] | _NONE | _NONE | _NONE
[12 empty] | _NONE | _NONE | _NONE
[12 empty] | _NONE | _NONE | _NONE
[12 empty] | _NONE | _NONE | _NONE
[12 empty] | _NONE | _NONE | _NONE
[12 empty] | _NONE | _NONE | _NONE
[12 empty] | _NONE | _NONE | _NONE
[12 empty] | _NONE | _NONE | _NONE
[12 empty] | _NONE | _NONE | _NONE
[12 empty] | _NONE | _NONE | _NONE
[12 empty] | _NONE | _NONE | _NONE
[12 empty] | _NONE | _NONE | _NONE
[12 empty] | _NONE | _NONE | _NONE
[12 empty] | _NONE | _NONE | _NONE
[12 empty] | _NONE | _NONE | _NONE
[12 empty] | _NONE | _NONE | _NONE
[12 empty] | _NONE | _NONE | _NONE
[12 empty] | _NONE | _NONE | _NONE
[12 empty] | _NONE | _NONE | _NONE
[12 empty] | _NONE | _NONE | _NONE
[12 empty] | _NONE | _NONE | _NONE
[12 empty] | _NONE | _NONE | _NONE
[12 empty] | _NONE | _NONE | _NONE
[12 empty] | _NONE | _NONE | _NONE
[12 empty] | _NONE | _NONE | _NONE
[12 empty] | _NONE | _NONE | _NONE
[12 empty] | _NONE | _NONE | _NONE
[12 empty] | _NONE | _NONE | _NONE
[12 empty] | _NONE | _NONE | _NONE
[12 empty] | _NONE | _NONE | _NONE
[12 empty] | _NONE | _NONE | _NONE
[12 empty] | _NONE | _NONE | _NONE
[12 empty] | _NONE | _NONE | _NONE
[12 empty] | _NONE | _NONE | _NONE
[12 empty] | _NONE | _NONE | _NONE
[12 empty] | _NONE | _NONE | _NONE
[12 empty] | _NONE | _NONE | _NONE
[12 empty] | _NONE | _NONE | _NONE
[12 empty] | _NONE | _NONE | _NONE
[12 empty] | _NONE | _NONE | _NONE
[12 empty] | _NONE | _NONE | _NONE
[12 empty] | _NONE | _NONE | _NONE
[12 empty] | _NONE | _NONE | _NONE
[12 empty] | _NONE | _NONE | _NONE
[12 empty] | _NONE | _NONE | _NONE
[12 empty] | _NONE | _NONE | _NONE
[12 empty] | _NONE | _NONE | _NONE
[12 empty] | _NONE | _NONE | _NONE
[12 empty] | _NONE | _NONE | _NONE
[12 empty] | _NONE | _NONE | _NONE
[12 empty] | _NONE | _NONE | _NONE
[12 empty] | _NONE | _NONE | _NONE
[12 empty] | _NONE | _NONE | _NONE
[12 empty] | _NONE | _NONE | _NONE
[12 empty] | _NONE | _NONE | _NONE
[12 empty] | _NONE | _NONE | _NONE
[12 empty] | _NONE | _NONE | _NONE
[12 empty] | _NONE | _NONE | _NONE
[12 empty] | _NONE | _NONE | _NONE
[12 empty] | _NONE | _NONE | _NONE
[12 empty] | _NONE | _NONE | _NONE
[12 empty] | _NONE | _NONE | _NONE
[12 empty] | _NONE | _NONE | _NONE
[12 empty] | _NONE | _NONE | _NONE
[12 empty] | _NONE | _NONE | _NONE
[12 empty] | _NONE | _NONE | _NONE
[12 empty] | _NONE | _NONE | _NONE
[12 empty] | _NONE | _NONE | _NONE
[12 empty] | _NONE | _NONE | _NONE
[12 empty] | _NONE | _NONE | _NONE
[12 empty] | _NONE | _NONE | _NONE
[12 empty] | _NONE | _NONE | _NONE
[12 empty] | _NONE | _NONE | _NONE
[12 empty] | _NONE | _NONE | _NONE
[12 empty] | _NONE | _NONE | _NONE
[12 empty] | _NONE | _NONE | _NONE
[12 empty] | _NONE | _NONE | _NONE
[12 empty] | _NONE | _NONE | _NONE
[12 empty] | _NONE | _NONE | _NONE
[12 empty] | _NONE | _NONE | _NONE
[12 empty] | _NONE | _NONE | _NONE
[12 empty] | _NONE | _NONE | _NONE
[12 empty] | _NONE | _NONE | _NONE
[12 empty] | _NONE | _NONE | _NONE
[12 empty] | _NONE | _NONE | _NONE
[12 empty] | _NONE | _NONE | _NONE
[12 empty] | _NONE | _NONE | _NONE
[12 empty] | _NONE | _NONE | _NONE
[12 empty] | _NONE | _NONE | _NONE
[12 empty] | _NONE | _NONE | _NONE
[12 empty] | _NONE | _NONE | _NONE
[12 empty] | _NONE | _NONE | _NONE
[12 empty] | _NONE | _NONE | _NONE
[12 empty] | _NONE | _NONE | _NONE
[12 empty] | _NONE | _NONE | _NONE
[12 empty] | _NONE | _NONE | _NONE
[12 empty] | _NONE | _NONE | _NONE
[12 empty] | _NONE | _NONE | _NONE
[12 empty] | _NONE | _NONE | _NONE
[12 empty] | _NONE | _NONE | _NONE
[12 empty] | _NONE | _NONE | _NONE
[12 empty] | _NONE | _NONE | _NONE
[12 empty] | _NONE | _NONE | _NONE
[12 empty] | _NONE | _NONE | _NONE
[12 empty] | _NONE | _NONE | _NONE
[12 empty] | _NONE | _NONE | _NONE
[12 empty] | _NONE | _NONE | _NONE
[12 empty] | _NONE | _NONE | _NONE
[12 empty] | _NONE | _NONE | _NONE
[12 empty] | _NONE | _NONE | _NONE
[12 empty] | _NONE | _NONE | _NONE
[12 empty] | _NONE | _NONE | _NONE
[12 empty] | _NONE | _NONE | _NONE
[12 empty] | _NONE | _NONE | _NONE
[12 empty] | _NONE | _NONE | _NONE
[12 empty] | _NONE | _NONE | _NONE
[12 empty] | _NONE | _NONE | _NONE
[12 empty] | _NONE | _NONE | _NONE
[12 empty] | _NONE | _NONE | _NONE
[12 empty] | _NONE | _NONE | _NONE
[12 empty] | _NONE | _NONE | _NONE
[12 empty] | _NONE | _NONE | _NONE
[12 empty] | _NONE | _NONE | _NONE
[12 empty] | _NONE | _NONE | _NONE
[12 empty] | _NONE | _NONE | _NONE
[12 empty] | _NONE | _NONE | _NONE
[12 empty] | _NONE | _NONE | _NONE
[12 empty] | _NONE | _NONE | _NONE
[12 empty] | _NONE | _NONE | _NONE
[12 empty] | _NONE | _NONE | _NONE
[12 empty] | _NONE | _NONE | _NONE
[12 empty] | _NONE | _NONE | _NONE
[12 empty] | _NONE | _NONE | _NONE
[12 empty] | _NONE | _NONE | _NONE
[12 empty] | _NONE | _NONE | _NONE
[12 empty] | _NONE | _NONE | _NONE
[12 empty] | _NONE | _NONE | _NONE
[12 empty] | _NONE | _NONE | _NONE
[12 empty] | _NONE | _NONE | _NONE
[12 empty] | _NONE | _NONE | _NONE
[12 empty] | _NONE | _NONE | _NONE
[12 empty] | _NONE | _NONE | _NONE
[12 empty] | _NONE | _NONE | _NONE
[12 empty] | _NONE | _NONE | _NONE

## Validation Lists
VALIDATION SOURCE LISTS — do not delete (drives the drop-downs on Entry Template)
Every list below is a named range. Names start with "_" so they can never clash with an Excel cell address.
Section | Section | Name | Section¦SubSection | Name | Sec¦Sub¦SubElement | Name | (blank) | _S001 | _S002 | _S003 | _S004 | _S005 | _S006 | _S007 | _S008 | _S009 | _S010 | _S011 | _S012 | _S013 | _S014 | _S015 | _S016 | _S017 | _S018 | _S019 | _S020 | _S021 | _S022 | _S023 | _S024 | _S025 | _S026 | _S027 | _S028 | _S029 | _B001 | _B002 | _B003 | _B004 | _B005 | _B006 | _B007 | _B008 | _B009 | _B010 | _B011 | _B012 | _B013 | _B014 | _B015 | _B016 | _B017 | _B018 | _B019 | _B020 | _B021 | _B022 | _B023 | _B024 | _B025 | _B026 | _B027 | _B028 | _B029 | _B030 | _B031 | _B032 | _B033 | _B034 | _B035 | _B036 | _B037 | _B038 | _B039 | _B040 | _B041 | _B042 | _B043 | _B044 | _B045 | _B046 | _B047 | _B048 | _B049 | _B050 | _B051 | _B052 | _B053 | _B054 | _B055 | _B056 | _B057 | _B058 | _B059 | _B060 | _B061 | _B062 | _B063 | _B064 | _B065 | _B066 | _B067 | _B068 | _B069 | _B070 | _B071 | _B072 | _B073 | _B074 | _B075 | _B076 | _B077 | _B078 | _B079 | _B080 | _B081 | _B082 | _B083 | _B084 | _B085 | _B086 | _B087 | _B088 | _B089 | _B090 | _B091 | _B092 | _B093 | _B094 | _B095 | _B096 | _B097 | _B098 | _B099 | _B100 | _B101 | _B102 | _B103 | _B104 | _B105 | _B106 | _B107 | _B108 | _B109 | _B110 | _B111 | _B112 | _B113 | _B114 | _B115 | _B116 | _B117 | _B118 | _B119 | _B120 | _B121 | _B122 | _B123 | _B124 | _D001 | _D002 | _D003 | _D004 | _D005 | _D006 | _D007 | _D008 | _D009 | _D010 | _D011 | _D012 | _D013 | _D014 | _D015 | _D016 | _D017 | _D018 | _D019 | _D020 | _D021 | _D022 | _D023 | _D024 | _D025 | _D026 | _D027 | _D028 | _D029 | _D030 | _D031 | _D032 | _D033 | _D034 | _D035 | _D036 | _D037 | _D038 | _D039 | _D040 | _D041 | _D042 | _D043 | _D044 | _D045 | _D046 | _D047 | _D048 | _D049 | _D050 | _D051 | _D052 | _D053 | _D054 | _D055 | _D056 | _D057 | _D058 | _D059 | _D060 | _D061 | _D062 | _D063 | _D064 | _D065 | _D066 | _D067 | _D068 | _D069 | _D070 | _D071 | _D072 | _D073 | _D074 | _D075 | _D076 | _D077 | _D078 | _D079 | _D080 | _D081 | _D082 | _D083 | _D084 | _D085 | _D086 | _D087 | _D088 | _D089 | _D090 | _D091 | _D092 | _D093 | _D094 | _D095 | _D096 | _D097 | _D098 | _D099 | _D100 | _D101 | _D102 | _D103 | _D104 | _D105 | _D106 | _D107 | _D108 | _D109 | _D110 | _D111 | _D112 | _D113 | _D114 | _D115 | _D116 | _D117 | _D118 | _D119 | _D120 | _D121 | _D122 | _D123 | _D124 | _D125 | _D126 | _D127 | _D128 | _D129 | _D130 | _D131 | _D132 | _D133 | _D134 | _D135 | _D136 | _D137 | _D138 | _D139 | _D140 | _D141 | _D142 | _D143 | _D144 | _D145 | _D146 | _D147 | _D148 | _D149 | _D150 | _D151 | _D152 | _D153 | _D154 | _D155 | _D156 | _D157 | _D158 | _D159 | _D160 | _D161 | _D162 | _D163 | _D164 | _D165 | _D166 | _D167 | _D168 | _D169 | _D170 | _D171 | _D172 | _D173 | _D174 | _D175 | _D176 | _D177 | _D178 | _D179 | _D180 | _D181 | _D182 | _D183 | _D184 | _D185 | _D186 | _D187 | _D188 | _D189 | _D190 | _D191 | _D192 | _D193 | _D194 | _D195 | _D196 | _D197 | _D198 | _D199 | _D200 | _D201 | _D202 | _D203 | _D204 | _D205 | _D206 | _D207 | _D208 | _D209 | _D210 | _D211 | _D212 | _D213 | _D214 | _D215 | _D216 | _D217 | _D218 | _D219 | _D220 | _D221 | _D222 | _D223 | _D224 | _D225 | _D226 | _D227 | _D228 | _D229 | _D230 | _D231 | _D232 | _D233 | _D234 | _D235 | _D236 | _D237 | _D238 | _D239 | _D240 | _D241 | _D242 | _D243 | _D244 | _D245 | _D246 | _D247 | _D248 | _D249 | _D250 | _D251 | _D252 | _D253 | _D254 | _D255 | _D256 | _D257 | _D258 | _D259 | _D260 | _D261 | _D262 | _D263 | _D264 | _D265 | _D266 | _D267 | _D268 | _D269 | _D270 | _D271 | _D272 | _D273 | _D274 | _D275 | _D276 | _D277 | _D278 | _D279 | _D280 | _D281 | _D282 | _D283 | _D284 | _D285 | _D286 | _D287 | _D288 | _D289 | _D290 | _D291 | _D292 | _D293 | _D294 | _D295 | _D296 | _D297 | _D298 | _D299 | _D300 | _D301 | _D302 | _D303 | _D304 | _D305 | _D306 | _D307 | _D308 | _D309 | _D310 | _D311 | _D312 | _D313 | _D314 | _D315 | _D316 | _D317 | _D318 | _D319 | _D320 | _D321 | _D322 | _D323 | _D324 | _D325 | _D326 | _D327 | _D328 | _D329 | _D330 | _D331 | _D332 | _D333 | _D334 | _D335 | _D336 | _D337 | _D338 | _D339 | _D340 | _D341 | _D342 | _D343 | _D344 | _D345 | _D346 | _D347 | _D348 | _D349 | _D350 | _D351 | _D352 | _D353 | _D354 | _D355 | _D356 | _D357 | _D358 | _D359 | _D360 | _D361 | _D362 | _D363 | _D364 | _D365 | _D366 | _D367 | _D368 | _D369 | _D370 | _D371 | _D372 | _D373 | _D374 | _D375 | _D376 | _D377 | _D378 | _D379 | _D380 | _D381 | _D382 | _D383 | _D384 | _D385 | _D386 | _D387 | _D388 | _D389 | _D390 | _D391 | _D392 | _D393 | _D394 | _D395 | _D396 | _D397 | _D398 | _D399 | _D400 | _D401 | _D402 | _D403 | _D404 | _D405 | _D406 | _D407 | _D408 | _D409 | _D410 | _D411 | _D412 | _D413 | _D414 | _D415 | _D416 | _D417 | _D418 | _D419 | _D420 | _D421 | _D422 | _D423 | _D424 | _D425 | _D426 | _D427 | _D428 | _D429 | _D430 | _D431 | _D432 | _D433 | _D434 | _D435 | _D436 | _D437 | _D438 | _D439 | _D440 | _D441 | _D442 | _D443 | _D444 | _D445 | _D446 | _D447 | _D448 | _D449 | _D450 | _D451 | _D452 | _D453 | _D454 | _D455 | _D456 | _D457 | _D458 | _D459 | _D460 | _D461 | _D462 | _D463 | _D464 | _D465 | _D466 | _D467 | _D468 | _D469 | _D470 | _D471 | _D472 | _D473 | _D474 | _D475 | _D476 | _D477 | _D478 | _D479 | _D480 | _D481 | _D482 | _D483 | _D484 | _D485 | _D486 | _D487 | _D488 | _D489 | _D490 | _D491 | _D492 | _D493 | _D494 | _D495 | _D496 | _D497 | _D498 | _D499 | _D500 | _D501 | _D502 | _D503 | _D504 | _D505 | _D506 | _D507 | _D508 | _D509 | _D510 | _D511 | _D512 | _D513 | _D514 | _D515 | _D516 | _D517 | _D518 | _D519 | _D520
Sub Structure | Sub Structure | _S001 | Sub Structure¦Site Preparation & Earthwork | _B001 | Sub Structure¦Site Preparation & Earthwork¦Site Clearing | _D001 |  | Site Preparation & Earthwork | Structural Column | Hollow clay brick | Plastering | Steel Door | Glass Window | Screeding | Soffit finishes | Stair & Ramp finishes | Roof covering | Hollow clay brick | Wood door | Gas installation | Plastering | Screeding | Suspended ceiling | General Fitting | Sanitary ware | Split unit system | Ventilation fan | Ductwork | Main distribution | Fire alarm system | Water supply | Hydrant & hose reel | Renewable & specialist | Lift | Testing & Commissioning | Site preparation | Site Clearing | Sheet Pile Supply | Bored Pile Boring | Pile Supply | Earthwork | Earthwork | Earthwork | Base Preparation | Earthwork | Earthwork | Earthwork | Earthwork | Concrete | Concrete | Concrete | Concrete | Concrete | Concrete | Concrete | Concrete | Steel Section / Beam | Truss | Concrete Testing | Hollow clay brick 100mm Thk. | Concrete block 100mm Thk. | AAC block 100mm Thk. | Precast wall panel | External façade | Plastering | Painting | Wall tiling | Expansion joint | Steel Door | Aluminium door | Frameless glass door | Rolling shutter | Lockset | Glass Window | Aluminium louver | Window fence / grille | Screeding | Floor tiling | Waterproofing | Plastering | Stair tread & riser finish | Handrail | Metal roof sheet | Waterproofing membrane | Gutter | Skylight | Hollow clay brick 100mm Thk. | Gypsum board partition | Frameless glass partition | Toilet cubicle | Handrail | Wood door | PVC door | Steel Door | Aluminium door | Lockset | Interior glass window | LPG gas system | Plastering | Painting | Wall tiling | Wall cladding | Skirting | Screeding | Floor tiling | Marble on staircase | Vinyl flooring | Waterproofing | Skirting | Suspended ceiling | Acoustic ceiling tile | Aluminium strip ceiling | Ceiling access panel | Toilet accessories | Kitchen cabinet | Laboratory bench | Signage | Water closet | Tap / faucet | Toilet paper holder | Wall mounted split unit | VRF indoor unit | Chiller | Refrigerant piping | Toilet exhaust fan | Kitchen hood | GI ductwork | Supply air diffuser | Volume control damper | Main switchboard (MSB) | Power cable | Socket outlet | Interior luminaire | Earthing system | Generator set | Fire alarm control panel | CCTV camera | Structured cabling outlet | Public address (PA) system | BMS control panel | Cold water piping | Water tank | Soil pipe | Septic tank (precast) | Fire hydrant | Sprinkler head | Fire pump set | Fire extinguisher | Solar PV system | Passenger lift | Escalator | Lift shaft ladder | Testing & commissioning | Site clearing | Concrete paving | Top soil | Boundary fence | Flag pole | Toilet Floor tile | Toilet Wall tile | Site clearing, grubbing and removal of vegetation and debris off site | Bulk excavation by machine incl. trimming and levelling of formation | Backfilling with approved material in 200mm layers incl. compaction to 95% MDD | Cart away surplus excavated material off site incl. tipping fee | Compaction of formation to 95% MDD incl. watering and testing | Dewatering incl. pumps, sump pits, piping and maintenance during construction | Setting out, levelling and establishment of benchmarks and grid lines | Supply of steel sheet pile, hot rolled section as per design | Driving of steel sheet pile to required depth incl. plant and equipment | Extraction of steel sheet pile and making good of voids | Steel strut and waler incl. fabrication, installation and removal | Ground anchor incl. drilling, grouting, stressing and testing | Reinforced concrete guide wall incl. concrete, rebar and formwork | Bored piling D1000mm incl. boring, casing and disposal of spoil | Normal Concrete, 35Mpa (Cylinder), Slump 13+-2.5 | Deform Bar, DB10(fy=390 Mpa) | Steel Tie Wire 1mm (Estimated 4% of Total Rebar Weight) | Steel Round Pipe (D49x2mm) with rush primer and paint | Bentonite / polymer slurry incl. mixing, circulation and disposal | Pile Head Cutting up to required level D1000mm | Sonic Logging Test (SLT) | Soil Coring for Bored Pile D1000mm, Depth 30m | Dynamic pile load test (PDA) | Rebar Testing as per Specification | Concrete cube / cylinder test as per specification | Supply of precast / spun pile as per design section | Driving of precast / spun pile to required set incl. plant | Pile splicing by full penetration weld incl. splice plate | Pile head cutting and trimming to required cut-off level | Dynamic pile load test (PDA) | Soil Backfill | Well Soil Compact | Crush Stone 40x60mm 100mm Thk. | Lean Concrete, 15Mpa (Cylinder) | Normal Concrete, 35Mpa (Cylinder), Slump 13+-2.5 | Formwork | Deform Bar, DB10(fy=390 Mpa) | Steel Tie Wire 1mm (Estimated 4% of Total Rebar Weight) | PVC Waterbar® V VN 20 (Width 200mm) | Membrance sheet 2mm thk | Anti-Termite with Plastic Membrane | Soil Backfill | Well Soil Compact | Crush Stone 40x60mm 100mm Thk. | Lean Concrete, 15Mpa (Cylinder) | Normal Concrete, 35Mpa (Cylinder), Slump 13+-2.5 | Formwork to curved / special shape incl. erection and striking | Deform Bar, DB10(fy=390 Mpa) | Steel Tie Wire 1mm (Estimated 4% of Total Rebar Weight) | PVC Waterbar® V VN 20 (Width 200mm) | Membrance sheet 2mm thk | Anti-Termite with Plastic Membrane | Soil Backfill | Lean Concrete, 15Mpa (Cylinder) | Normal Concrete, 35Mpa (Cylinder), Slump 13+-2.5 | Formwork to curved / special shape incl. erection and striking | Deform Bar, DB10(fy=390 Mpa) | Steel Tie Wire 1mm (Estimated 4% of Total Rebar Weight) | Membrance sheet 2mm thk | Well Soil Compact | Crush Stone 40x60mm 100mm Thk. | Anti-Termite with Plastic Membrane | Polyethylene vapour barrier 0.15mm thk. laid with 300mm laps | Lean Concrete, 15Mpa (Cylinder) | Normal Concrete, 35Mpa (Cylinder), Slump 13+-2.5 | Formwork to curved / special shape incl. erection and striking | Deform Bar, DB10(fy=390 Mpa) | Steel Tie Wire 1mm (Estimated 4% of Total Rebar Weight) | Membrance sheet 2mm thk | Soil Backfill | Well Soil Compact | Crush Stone 40x60mm 100mm Thk. | Lean Concrete, 15Mpa (Cylinder) | Normal Concrete, 35Mpa (Cylinder), Slump 13+-2.5 | Formwork to curved / special shape incl. erection and striking | Deform Bar, DB10(fy=390 Mpa) | Steel Tie Wire 1mm (Estimated 4% of Total Rebar Weight) | PVC Waterbar® V VN 20 (Width 200mm) | Membrance sheet 2mm thk | Anti-Termite with Plastic Membrane | Soil Backfill | Well Soil Compact | Crush Stone 40x60mm 100mm Thk. | Lean Concrete, 15Mpa (Cylinder) | Normal Concrete, 35Mpa (Cylinder), Slump 13+-2.5 | Formwork to curved / special shape incl. erection and striking | Deform Bar, DB10(fy=390 Mpa) | Steel Tie Wire 1mm (Estimated 4% of Total Rebar Weight) | PVC Waterbar® V VN 20 (Width 200mm) | Membrance sheet 2mm thk | Anti-Termite with Plastic Membrane | Soil Backfill | Lean Concrete, 15Mpa (Cylinder) | Normal Concrete, 35Mpa (Cylinder), Slump 13+-2.5 | Formwork to curved / special shape incl. erection and striking | Deform Bar, DB10(fy=390 Mpa) | Steel Tie Wire 1mm (Estimated 4% of Total Rebar Weight) | PVC Waterbar® V VN 20 (Width 200mm) | Membrance sheet 2mm thk | Soil Backfill | Normal Concrete, 35Mpa (Cylinder), Slump 13+-2.5 | Formwork to curved / special shape incl. erection and striking | Deform Bar, DB10(fy=390 Mpa) | Steel Tie Wire 1mm (Estimated 4% of Total Rebar Weight) | PVC Waterbar® V VN 20 (Width 200mm) | Membrance sheet 2mm thk | Protection board 6mm thk. to waterproofing membrane | Dimpled HDPE drainage board with filter fabric | Normal Concrete, 35Mpa (Cylinder), Slump 13+-2.5 | Formwork to curved / special shape incl. erection and striking | Deform Bar, DB10(fy=390 Mpa) | Steel Tie Wire 1mm (Estimated 4% of Total Rebar Weight) | Column starter bar incl. bending, fixing and tying | Non-shrink cementitious grout to base plate / gap | Normal Concrete, 35Mpa (Cylinder), Slump 13+-2.5 | Formwork to curved / special shape incl. erection and striking | Deform Bar, DB10(fy=390 Mpa) | Steel Tie Wire 1mm (Estimated 4% of Total Rebar Weight) | Normal Concrete, 35Mpa (Cylinder), Slump 13+-2.5 | Formwork to curved / special shape incl. erection and striking | Deform Bar, DB10(fy=390 Mpa) | Steel Tie Wire 1mm (Estimated 4% of Total Rebar Weight) | Post-tension strand incl. duct, anchorage, stressing and grouting | Galvanised steel deck 0.75mm thk. incl. shear stud and end closure | Normal Concrete, 35Mpa (Cylinder), Slump 13+-2.5 | Formwork to curved / special shape incl. erection and striking | Deform Bar, DB10(fy=390 Mpa) | Steel Tie Wire 1mm (Estimated 4% of Total Rebar Weight) | PVC Waterbar® V VN 20 (Width 200mm) | Normal Concrete, 35Mpa (Cylinder), Slump 13+-2.5 | Formwork to curved / special shape incl. erection and striking | Deform Bar, DB10(fy=390 Mpa) | Steel Tie Wire 1mm (Estimated 4% of Total Rebar Weight) | Normal Concrete, 35Mpa (Cylinder), Slump 13+-2.5 | Formwork to curved / special shape incl. erection and striking | Deform Bar, DB10(fy=390 Mpa) | Steel Tie Wire 1mm (Estimated 4% of Total Rebar Weight) | Normal Concrete, 35Mpa (Cylinder), Slump 13+-2.5 | Formwork to curved / special shape incl. erection and striking | Deform Bar, DB10(fy=390 Mpa) | Steel Tie Wire 1mm (Estimated 4% of Total Rebar Weight) | PVC Waterbar® V VN 20 (Width 200mm) | Normal Concrete, 35Mpa (Cylinder), Slump 13+-2.5 | Formwork to curved / special shape incl. erection and striking | Deform Bar, DB10(fy=390 Mpa) | Steel Tie Wire 1mm (Estimated 4% of Total Rebar Weight) | Structural steel section (H/I beam) SS400 incl. fabrication and erection | U-50*100*5mm | Tub-50*100*2mm | Steel purlin C-channel incl. fabrication, erection and fixing | Sag rod 12mm | Steel bracing member incl. fabrication, erection and connection | Steel base plate incl. drilling, welding and levelling | Steel plate 200x230x12mm | J bolt M12, L=600mm, grade 5.6 | Anchor bolt incl. template, setting and grouting | High tensile bolt, nut and washer grade 8.8 | Site welding incl. electrode, preparation and testing | Anti-corrosive primer and 2 coats finish paint to steelwork | Intumescent fire protection coating to steelwork, 2 hour rating | Steel roof truss incl. fabrication, erection and connection | Steel purlin C-channel incl. fabrication, erection and fixing | Sag rod 12mm | Steel bracing member incl. fabrication, erection and connection | Zinc sheet 0.4mm | Flashing cover roof | Anchor bolt incl. template, setting and grouting | Anti-corrosive primer and 2 coats finish paint to steelwork | Concrete cube / cylinder test as per specification | Rebar Testing as per Specification | Non-destructive test (rebound hammer / ultrasonic) as per specification | Setting out, survey and as-built record | Hollow clay brick, thickness 100mm, laid in cement:sand mortar 1:4 | Hollow clay brick (80x80x180)mm, thickness 200mm Thk. | Hollow clay brick (80x80x180)mm, thickness 400mm Thk. | Hollow clay brick (80x80x180)mm, thickness 500mm Thk. | Hollow clay brick (80x80x180)mm, thickness 800mm Thk. | concrete block, thickness 100mm, laid in cement:sand mortar 1:4 | concrete block, thickness 150mm, laid in cement:sand mortar 1:4 | concrete block, thickness 200mm, laid in cement:sand mortar 1:4 | AAC lightweight block 100mm thk. laid in thin-bed adhesive mortar | AAC lightweight block 150mm thk. laid in thin-bed adhesive mortar | AAC lightweight block 200mm thk. laid in thin-bed adhesive mortar | Precast concrete wall panel incl. lifting, setting and jointing | Panel joint backer rod and weatherproof silicone sealant | concrete block | Aluminium curtain wall system with 8mm tempered glass incl. framing and sealant | Aluminium composite panel 4mm, PVDF finish, incl. sub-frame and sealant | Aluminium louver screen incl. sub-frame and fixing | 20mm cement plaster | Skim coat, 2 coats, sanded ready to receive paint | Cement molding / cornice incl. forming and finishing | Painting | Alkali resistant primer, 1 coat | Weather-shield exterior coating, primer + 2 coats | Wall tile Size 0.6x0.6m,Height 1.2m, at cooridor | Natural stone cladding incl. adhesive, anchor and pointing | Expansion joint incl. backer rod, sealant and cover profile | Weatherproof silicone sealant incl. backer rod | Steel Door, W:900,H:2100mm incl. frame, ironmongery and painting | Fire rated steel door 2 hour incl. frame, closer and panic bar | Aluminium framed door with 6mm tempered glass incl. ironmongery | Aluminium sliding door with 6mm tempered glass incl. track and ironmongery | Frameless tempered glass door 12mm incl. floor spring and patch fitting | Aluminium framed glass door incl. ironmongery | Galvanised steel rolling shutter incl. guide rail and lock | Roller shutter motor and control panel incl. wiring | Mortice lockset, stainless steel lever handle | Overhead door closer, adjustable | Stainless steel butt hinge 100mm | Floor / wall mounted door stopper | Internal Fix Windoor (L:1200,H:500)mm & Slide window (L:1200,H:1000)mm | Fixed aluminium window with 6mm tempered glass incl. sealant | Sliding aluminium window with 6mm tempered glass incl. track and lock | Casement aluminium window with 6mm glass incl. friction stay | Aluminium louver incl. frame and fixing | Steel louver incl. frame, fixing and painting | Steel window grille incl. painting and fixing | Aluminium frame mosquito / insect screen | Weatherproof silicone sealant incl. backer rod | Cement / stone window sill incl. forming and finishing | Cement:sand screed 1:3, 40mm thk. steel trowel finish | Non-metallic floor hardener 3kg/m2 incl. power trowel finish | Floor tile Size 0.3x0.3m incl. adhesive and grout | Anti-slip ceramic tile incl. adhesive and grout | Membrance sheet 2mm thk | Protection screed 40mm thk. to waterproofing membrane | 20mm cement plaster | Painting | Soffit cladding board incl. sub-frame and jointing | Stair tread and riser tile / stone finish incl. adhesive | Ramp anti-slip floor finish incl. adhesive and grout | Aluminium stair nosing with anti-slip insert | Tactile warning paving for accessibility incl. adhesive | Steel handrail with paiting H=1m | Stainless steel / glass balustrade H=1.1m incl. fixing | Steel guard rail incl. fabrication, painting and fixing | Metal roof sheet 0.47mm thk. colour coated incl. fixing accessories | Concrete / clay roof tile incl. batten, ridge and fixing | Translucent polycarbonate roof sheet incl. fixing | Colour coated ridge cap incl. sealing and fixing | Torch-on bituminous waterproofing membrane 3mm incl. primer and up-turn | Roof thermal insulation, glasswool 50mm with foil facing | Vapour barrier; supply and install complete incl. all accessories, jointing and making good. | Protection screed 40mm thk. to waterproofing membrane | Colour coated metal gutter incl. bracket and outlet | uPVC downpipe incl. bracket, bend and shoe | Cast iron / uPVC roof drain with dome grating | Flashing cover roof | Skylight with laminated glass incl. aluminium frame and flashing | Roof access hatch incl. frame, cover and lock | Steel cat ladder incl. safety hoop and painting | Lightning air terminal base incl. fixing to roof structure | Hollow clay brick (80x80x180)mm, thickness 100mm Thk. | Hollow clay brick, thickness 200mm, laid in cement:sand mortar 1:4 | Gypsum board partition 2x12mm both sides on 76mm metal stud incl. jointing | Fibre cement board partition 2x9mm both sides on metal stud incl. jointing | Galvanised metal stud and track framing at 600mm c/c | Rockwool acoustic infill 50mm thk. density 60kg/m3 to partition cavity | Frameless tempered glass partition 12mm thk. incl. patch fitting and sealant | Aluminium framed glass partition with 8mm tempered glass | Toilet cubicle, compact laminate 12mm thk. incl. door, hardware and pilaster | Urinal divider, compact laminate 12mm thk. incl. bracket | Steel handrail with paiting H=1m | Steel handrail with paiting Handrail on staircase, H=1m | Wall mounted guard rail / crash rail incl. bracket and fixing | Wood door size (L:1600,H:2100,W:500)mm | Solid core timber door with laminate finish incl. frame and ironmongery | PVC door size (L:750,H:2000,W:400)mm | Steel door size (L:880,H:2100,W:400)mm | Fire rated door 1 hour, steel, incl. frame, closer and ironmongery | Aluminium framed door with 6mm tempered glass incl. ironmongery | Tempered glass door 12mm thk. incl. patch fitting and floor spring | Mortice lockset, stainless steel lever handle | Overhead door closer, adjustable | Stainless steel butt hinge 100mm | Floor / wall mounted door stopper | Panic exit device / push bar to fire escape door | Interior aluminium framed glass window with 6mm glass | Interior aluminium louver incl. frame | LPG gas piping system incl. regulator, valve and testing | Laboratory gas outlet point incl. piping, valve and testing | 20mm cement plaster | Skim coat, 2 coats, sanded ready to receive paint | Painting | Alkali resistant primer, 1 coat | Wall tile Size 0.6x0.6m,Height 1.2m, at cooridor | Toilet Wall tile Size 0.3x0.6m incl. adhesive and grout | Decorative wall cladding panel incl. sub-frame and fixing | Acoustic wall panel incl. sub-frame and fixing | Vinyl wallpaper incl. adhesive and surface preparation | Silver mirror 5mm thk. incl. backing and fixing | Tile / cement skirting 100mm high incl. adhesive and grout | Cement:sand screed 1:3, 40mm thk. steel trowel finish | Self-levelling screed 5mm thk. to receive floor finish | Floor tile Size 0.3x0.3m incl. adhesive and grout | Toilet Floor tile Size 0.3x0.3m, anti-slip, incl. adhesive and grout | Homogeneous tile 600x600mm incl. adhesive and grout | Marble on staircase | Marble slab flooring 20mm thk. incl. bedding, polishing and sealing | Granite slab flooring 20mm thk. incl. bedding and polishing | Homogeneous vinyl sheet flooring 2mm thk. incl. adhesive and welding rod | Epoxy floor coating, self-levelling 2mm thk. incl. primer | Engineered timber flooring incl. underlay and skirting | Carpet tile 500x500mm incl. adhesive | Raised access floor 600x600mm panel incl. pedestal | Membrance sheet 2mm thk | anti termite | Tile / cement skirting 100mm high incl. adhesive and grout | Aluminium stair nosing with anti-slip insert | Aluminium floor trim / divider strip | 10mm Plasterboard with 600mm ceiling frame height | Gypsum board ceiling 9mm thk. on metal furring incl. jointing | Fibre cement board ceiling 4.5mm thk. on metal furring | Acoustic ceiling tile 600x600mm on exposed T-grid | Mineral fibre ceiling board 600x1200mm on T-grid system | Aluminium strip ceiling incl. carrier and trim | Metal open grid ceiling incl. suspension system | Ceiling access panel 600x600mm incl. frame and lock | Gypsum cornice incl. fixing and jointing | Ceiling bulkhead incl. framing, board and jointing | Ceiling painting, primer + 2 coats emulsion | Curtain box / pelmet incl. framing and finishing | Toilet accessories set: paper holder, soap dispenser, coat hook, grab bar | Silver mirror 5mm thk. incl. backing and fixing | Solid surface counter top 12mm thk. incl. support and sealing | Steel locker unit incl. lock and fixing | Melamine faced shelving incl. bracket and fixing | Roller blind / curtain incl. track and bracket | Magnetic white board incl. frame and fixing | Kitchen cabinet, melamine faced carcass incl. hardware | Solid surface counter top 12mm thk. incl. support and sealing | Stainless steel sink incl. tap, waste and P-trap | Laboratory bench with chemical resistant top incl. base cabinet | Library shelving unit incl. fixing | Sport / gymnasium equipment as per schedule | Signage | External round logo include framing | Khmer and chinesse text | Wayfinding directional sign incl. frame and fixing | Room identification sign incl. fixing | Statutory / safety signage incl. fixing | Water closet, close-couple, vitreous china, incl. seat cover, cistern and connector | Wash basin, vitreous china, incl. tap, bottle trap, waste and bracket | Urinal, vitreous china, incl. flush valve, waste and bracket | Shower set incl. mixer, riser rail, hand shower and hose | Squat pan incl. flush pipe, connector and floor fixing | Stainless steel sink incl. tap, waste and P-trap | Chromed brass tap / faucet incl. connector | Flush valve, exposed type, incl. connector | Chromed brass angle valve incl. flexible connector | Stainless steel floor drain with removable grating | Floor trap with water seal incl. grating | Clean out / rodding eye incl. cover | Stainless steel toilet paper holder incl. fixing | Wall mounted soap dispenser incl. fixing | Stainless steel grab bar for accessible toilet incl. fixing | Electric hand dryer incl. wiring connection | Wall mounted split type air conditioner incl. indoor unit, bracket and control | Ceiling cassette type air conditioner incl. panel and control | Outdoor condensing unit incl. base, anti-vibration mount and wiring | VRF indoor unit incl. drain pump, control and commissioning | VRF outdoor unit incl. base, anti-vibration mount and wiring | VRF refnet joint / header incl. insulation | Water cooled / air cooled chiller incl. base, connection and commissioning | Air handling unit incl. filter, coil, fan, drain pan and control | Fan coil unit incl. filter, drain pan, valve and control | Chilled water pump incl. base, coupling, valve and control | Cooling tower incl. base, make-up water and control | Copper refrigerant piping incl. insulation, fitting and gas charging | Chilled water piping incl. valve, fitting, insulation and support | Condensate drain piping uPVC incl. insulation, fitting and support | Closed cell / rockwool pipe insulation incl. vapour barrier and cladding | Room thermostat / wired controller incl. wiring | Toilet exhaust fan incl. bracket, damper and wiring | Kitchen exhaust fan incl. bracket, damper and wiring | Car park ventilation fan incl. support and wiring | Fresh air supply fan incl. filter, damper and wiring | Staircase pressurization fan incl. relief damper and control | Stainless steel kitchen hood incl. grease filter and light | Smoke extraction fan, 250°C/2hr rated, incl. control | Laboratory fume hood incl. exhaust fan, duct and control | Galvanised iron ductwork incl. flange, gasket, support and sealing | Insulated flexible duct incl. clamp and connection | Duct thermal insulation incl. vapour barrier and finish | Duct hanger and support incl. anchor and rod | Supply air diffuser incl. plenum box and damper | Return air grille incl. filter and frame | Exhaust air grille incl. frame and damper | Weather louver with bird screen incl. frame | Volume control damper incl. actuator quadrant | Fire damper 2 hour rated incl. fusible link and access panel | Motorized damper incl. actuator and wiring | Air / water testing, adjusting and balancing incl. report | Main switchboard incl. ACB/MCCB, busbar, metering and testing | Sub distribution board incl. MCB/RCBO, enclosure and labelling | Busduct / busway incl. joint, support and tap-off unit | Distribution transformer incl. base, connection and testing | Automatic power factor correction capacitor bank incl. controller | Metering panel incl. CT, meter and wiring | XLPE/PVC power cable incl. termination, gland and lug | Control cable incl. termination and gland | Hot dip galvanised cable tray incl. support, bend and accessories | Metal cable trunking incl. cover, support and accessories | uPVC / GI conduit incl. bend, coupling, box and support | Cable ladder incl. support, bend and accessories | 13A switched socket outlet point incl. wiring, conduit and accessories | Lighting switch point incl. wiring, conduit and accessories | Weatherproof isolator incl. wiring and fixing | Wiring point incl. cable, conduit and termination | LED interior luminaire incl. lamp, driver, wiring and fixing | LED exterior / flood luminaire IP65 incl. pole/bracket and wiring | LED emergency light with 3 hour battery backup incl. testing | LED exit sign with battery backup incl. fixing and testing | Occupancy / daylight sensor incl. wiring and commissioning | Earthing system incl. conductor, bonding and testing | Copper earth rod with inspection pit incl. clamp and testing | Lightning air terminal incl. base, mast and connection | Lightning down conductor incl. clamp, tape and test joint | Diesel generator set incl. canopy, base, exhaust and commissioning | Automatic transfer switch incl. controller and wiring | Uninterruptible power supply incl. battery, cabinet and commissioning | Diesel fuel tank incl. piping, valve, level gauge and bund | Addressable fire alarm control panel incl. battery and programming | Addressable smoke / heat detector incl. base and wiring | Manual call point incl. back box and wiring | Alarm bell / sounder incl. wiring and testing | IP CCTV camera incl. bracket, cabling and configuration | Network video recorder incl. hard disk, rack and configuration | Door access control set incl. reader, EM lock, button and controller | Audio / video intercom incl. wiring and commissioning | Cat6 data outlet incl. cable, patch panel termination and testing | Network switch and 19" rack incl. patch panel, PDU and accessories | Telephone system incl. exchange, handset and cabling | MATV / TV outlet incl. coaxial cable, splitter and termination | Wireless access point incl. PoE cabling and configuration | Public address system incl. amplifier, mixer, microphone and zoning | Ceiling / wall speaker incl. cabling and termination | School bell and master clock system incl. programming | Projector with motorized screen incl. mount, cabling and commissioning | Classroom audio visual system incl. panel, speaker and cabling | Building management system panel incl. controller and graphics | BMS field device / sensor incl. wiring and calibration | PPR / uPVC cold water piping incl. fitting, valve, support and testing | PPR hot water piping incl. insulation, fitting and testing | Closed cell / rockwool pipe insulation incl. vapour barrier and cladding | Gate / check / ball valve incl. flange, gasket and bolt | Water meter incl. strainer, valve and connection | Water storage tank incl. base, level control, pipework and cleaning | Water transfer pump set incl. base, valve, control panel and wiring | Booster pump set with pressure vessel incl. control panel | Electric water heater incl. safety valve, bracket and wiring | Water level control system incl. electrode, relay and wiring | uPVC soil pipe incl. fitting, support, jointing and testing | uPVC waste pipe incl. fitting, trap, support and testing | uPVC vent pipe incl. fitting, cowl and support | uPVC rainwater downpipe incl. fitting, bracket and shoe | Manhole / inspection chamber incl. excavation, concrete, benching and cover | Grease trap incl. excavation, installation, cover and connection | Precast septic tank incl. excavation, bedding, connection and backfill | Package sewage treatment plant incl. blower, control and commissioning | Connection to public sewer incl. excavation, pipe, chamber and reinstatement | Fire hydrant / landing valve incl. cabinet, hose and accessories | Fire hose reel 30m incl. cabinet, nozzle and valve | Landing valve incl. cabinet and blank cap | Fire riser piping, galvanised steel, incl. fitting, support and testing | Pendent / upright sprinkler head incl. escutcheon and testing | Sprinkler piping incl. fitting, hanger, support and hydrostatic testing | Sprinkler alarm valve set incl. gauge, drain and trim | Flow switch / tamper switch incl. wiring to fire alarm panel | Fire pump set (electric + diesel + jockey) incl. controller and commissioning | Jockey pump incl. pressure switch and control | Fire water storage tank incl. base, level control and connection | Portable fire extinguisher incl. bracket, sign and servicing | Fire blanket incl. cabinet and fixing | FM200 / CO2 clean agent suppression system incl. cylinder, nozzle and panel | Kitchen hood wet chemical suppression system incl. nozzle and control | Solar PV system incl. panel, inverter, mounting, cabling and commissioning | Water treatment plant incl. filter, dosing, control and commissioning | Swimming pool filtration system incl. pump, filter, dosing and control | Commercial kitchen equipment incl. connection and commissioning | Passenger lift, 1000kg / 13 person, incl. car, door, control and commissioning | Service / goods lift incl. car, door, control and commissioning | Firefighting lift incl. fireman switch, control and commissioning | Platform / accessibility lift incl. control and commissioning | Escalator incl. truss, balustrade, control and commissioning | Lift pit access ladder incl. fixing | Lift shaft lighting and socket incl. wiring and switch | Lift machine room equipment incl. ventilation, lighting and hoisting beam | Testing, adjusting and commissioning of complete installation incl. report | As-built drawings incl. printing and soft copy submission | Operation and maintenance manual incl. warranty documents | Training of client operating personnel | Recommended spare parts as per specification | Site clearing; supply and lay complete incl. base preparation and jointing. | Cut and fill to formation level incl. compaction | Compaction of formation to 95% MDD incl. watering and testing | Reinforced concrete paving 150mm thk. incl. base, mesh and joint | Asphalt concrete wearing course 50mm thk. incl. prime coat and base | Interlocking concrete paver 60mm thk. incl. sand bedding and jointing | Precast concrete kerb incl. bedding, haunching and jointing | Thermoplastic road marking incl. surface preparation | Car park surfacing incl. marking, wheel stop and signage | Approved top soil spread and levelled | Turfing incl. top soil, fertiliser and watering to establishment | Supply and plant tree / shrub incl. pit, soil mix, stake and maintenance | Planter box incl. waterproofing, drainage layer and soil | Landscape irrigation system incl. piping, sprinkler, valve and controller | Boundary fence incl. post, mesh/panel, foundation and painting | Main entrance gate incl. frame, leaf, hardware, motor and painting | Steel guard rail incl. fabrication, painting and fixing | Boundary wall incl. foundation, blockwork, plaster and paint | Flag pole incl. foundation, halyard and finishing | Bollard incl. foundation and finishing | Bicycle rack incl. fixing to slab | Covered walkway incl. steel structure, roofing and finishes | Guard house incl. structure, finishes and services | Playground / sport court incl. surfacing, marking and equipment | tile size (300x300)mm | tile size (300x600)mm
Super Structure | Super Structure | _S002 | Sub Structure¦Shoring & Sheet Pile | _B002 | Sub Structure¦Site Preparation & Earthwork¦Excavation | _D002 |  | _S001: Shoring & Sheet Pile; _S002: Structural Beam; _S003: Concrete block; _S004: Painting; _S005: Aluminium door; _S006: Aluminium louver; _S007: Floor tiling; _S009: Handrail & Balustrade; _S010: Roof waterproofing & insulation; _S011: Dry wall partition; _S012: PVC door; _S014: Painting; _S015: Floor tiling; _S016: Acoustic ceiling; _S017: Kitchen Fitting; _S018: Sanitary fitting; _S019: VRF / VRV system; _S020: Specialist ventilation; _S021: Air terminal; _S022: Cable & containment; _S023: Security system; _S024: Water storage & pump; _S025: Sprinkler system; _S027: Escalator; _S029: Roads, path, paving; _B001: Excavation; _B002: Sheet Pile Driving; _B003: Concrete; _B004: Pile Driving; _B005: Base Preparation; _B006: Base Preparation; _B007: Lean Concrete; _B008: Crush Stone; _B009: Base Preparation; _B010: Base Preparation; _B011: Lean Concrete; _B012: Concrete; _B013: Formwork; _B014: Formwork; _B015: Formwork; _B016: Formwork; _B017: Formwork; _B018: Formwork; _B019: Formwork; _B020: Formwork; _B021: U steel; _B022: Purlin; _B023: Rebar Testing; _B024: Hollow clay brick 200mm Thk.; _B025: Concrete block 150mm Thk.; _B026: AAC block 150mm Thk.; _B027: Panel jointing & sealant; _B028: Curtain wall; _B029: Skim coat; _B030: Primer coat; _B031: Stone cladding; _B032: Sealant; _B033: Fire rated steel door; _B034: Aluminium sliding door; _B035: Framed glass door; _B036: Motor & control; _B037: Door closer; _B038: Fixed glass window; _B039: Steel louver; _B040: Mosquito screen; _B041: Floor hardener; _B042: Anti-slip tile; _B043: Protection screed; _B044: Painting; _B045: Ramp finish; _B046: Balustrade; _B047: Roof tile; _B048: Thermal insulation; _B049: Downpipe; _B050: Roof access hatch; _B051: Hollow clay brick 200mm Thk.; _B052: Cement board partition; _B053: Framed glass partition; _B054: Urinal divider; _B055: Handrail on staircase; _B056: Solid core wood door; _B058: Fire rated door; _B059: Glass door; _B060: Door closer; _B061: Interior louver; _B062: Laboratory gas outlet; _B063: Skim coat; _B064: Primer coat; _B065: Toilet Wall tile; _B066: Acoustic panel; _B068: Self-levelling screed; _B069: Toilet Floor tile; _B070: Marble flooring; _B071: Epoxy flooring; _B072: anti termite; _B073: Stair nosing; _B074: Gypsum board ceiling; _B075: Mineral fibre ceiling; _B076: Metal grid ceiling; _B077: Cornice; _B078: Mirror; _B079: Counter top; _B080: Library shelving; _B081: External round logo; _B082: Wash basin; _B083: Flush valve; _B084: Soap dispenser; _B085: Cassette type unit; _B086: VRF outdoor unit; _B087: Air handling unit (AHU); _B088: Chilled water piping; _B089: Kitchen exhaust fan; _B090: Smoke extraction fan; _B091: Flexible duct; _B092: Return air grille; _B093: Fire damper; _B094: Sub-distribution board (DB); _B095: Control cable; _B096: Switch; _B097: Exterior luminaire; _B098: Earth rod & pit; _B099: Automatic transfer switch (ATS); _B100: Smoke / heat detector; _B101: NVR / recorder; _B102: Network switch / rack; _B103: Speaker; _B104: Field device & sensor; _B105: Hot water piping; _B106: Transfer pump; _B107: Waste pipe; _B108: Sewage treatment plant (STP); _B109: Hose reel; _B110: Sprinkler piping; _B111: Jockey pump; _B112: Fire blanket; _B113: Water treatment plant; _B114: Service / goods lift; _B116: Shaft lighting & socket; _B117: As-built drawing; _B118: Cut & fill; _B119: Asphalt paving; _B120: Turfing; _B121: Main gate; _B122: Bollard; _D014: Bored piling D800mm incl. boring, casing and disposal of spoil; _D015: Normal Concrete, 35Mpa (Cylinder), Slump 15+-2.5; _D016: Deform Bar, DB12(fy=390 Mpa); _D020: Pile Head Cutting up to required level D800mm; _D021: Pile Integrity Test (PIT); _D022: Soil Coring for Bored Pile D800mm, Depth 30m; _D023: Static pile load test to 200% design working load; _D030: Static pile load test to 200% design working load; _D031: Soil Disposal; _D033: Crush Stone 40x60mm 150mm Thk.; _D035: Normal Concrete, 35Mpa (Cylinder), Slump 15+-2.5; _D036: Formwork to curved / special shape incl. erection and striking; _D037: Deform Bar, DB12(fy=390 Mpa); _D040: Sika Waterproofing; _D042: Soil Disposal; _D044: Crush Stone 40x60mm 150mm Thk.; _D046: Normal Concrete, 35Mpa (Cylinder), Slump 15+-2.5; _D047: Formwork, plywood 18mm thk. incl. erection, bracing, oiling and striking; _D048: Deform Bar, DB12(fy=390 Mpa); _D051: Sika Waterproofing; _D053: Soil Disposal; _D055: Normal Concrete, 35Mpa (Cylinder), Slump 15+-2.5; _D056: Formwork, plywood 18mm thk. incl. erection, bracing, oiling and striking; _D057: Deform Bar, DB12(fy=390 Mpa); _D059: Sika Waterproofing; _D061: Crush Stone 40x60mm 150mm Thk.; _D065: Normal Concrete, 35Mpa (Cylinder), Slump 15+-2.5; _D066: Formwork, plywood 18mm thk. incl. erection, bracing, oiling and striking; _D067: Deform Bar, DB12(fy=390 Mpa); _D069: Sika Waterproofing; _D070: Soil Disposal; _D072: Crush Stone 40x60mm 150mm Thk.; _D074: Normal Concrete, 35Mpa (Cylinder), Slump 15+-2.5; _D075: Formwork, plywood 18mm thk. incl. erection, bracing, oiling and striking; _D076: Deform Bar, DB12(fy=390 Mpa); _D079: Sika Waterproofing; _D081: Soil Disposal; _D083: Crush Stone 40x60mm 150mm Thk.; _D085: Normal Concrete, 35Mpa (Cylinder), Slump 15+-2.5; _D086: Formwork, plywood 18mm thk. incl. erection, bracing, oiling and striking; _D087: Deform Bar, DB12(fy=390 Mpa); _D090: Sika Waterproofing; _D092: Soil Disposal; _D094: Normal Concrete, 35Mpa (Cylinder), Slump 15+-2.5; _D095: Formwork, plywood 18mm thk. incl. erection, bracing, oiling and striking; _D096: Deform Bar, DB12(fy=390 Mpa); _D099: Sika Waterproofing; _D100: Soil Disposal; _D101: Normal Concrete, 35Mpa (Cylinder), Slump 15+-2.5; _D102: Formwork, plywood 18mm thk. incl. erection, bracing, oiling and striking; _D103: Deform Bar, DB12(fy=390 Mpa); _D106: Sika Waterproofing; _D109: Normal Concrete, 35Mpa (Cylinder), Slump 15+-2.5; _D110: Formwork, plywood 18mm thk. incl. erection, bracing, oiling and striking; _D111: Deform Bar, DB12(fy=390 Mpa); _D115: Normal Concrete, 35Mpa (Cylinder), Slump 15+-2.5; _D116: Formwork, plywood 18mm thk. incl. erection, bracing, oiling and striking; _D117: Deform Bar, DB12(fy=390 Mpa); _D119: Normal Concrete, 35Mpa (Cylinder), Slump 15+-2.5; _D120: Formwork, plywood 18mm thk. incl. erection, bracing, oiling and striking; _D121: Deform Bar, DB12(fy=390 Mpa); _D125: Normal Concrete, 35Mpa (Cylinder), Slump 15+-2.5; _D126: Formwork, plywood 18mm thk. incl. erection, bracing, oiling and striking; _D127: Deform Bar, DB12(fy=390 Mpa); _D130: Normal Concrete, 35Mpa (Cylinder), Slump 15+-2.5; _D131: Formwork, plywood 18mm thk. incl. erection, bracing, oiling and striking; _D132: Deform Bar, DB12(fy=390 Mpa); _D134: Normal Concrete, 35Mpa (Cylinder), Slump 15+-2.5; _D135: Formwork, plywood 18mm thk. incl. erection, bracing, oiling and striking; _D136: Deform Bar, DB12(fy=390 Mpa); _D138: Normal Concrete, 35Mpa (Cylinder), Slump 15+-2.5; _D139: Formwork, plywood 18mm thk. incl. erection, bracing, oiling and striking; _D140: Deform Bar, DB12(fy=390 Mpa); _D143: Normal Concrete, 35Mpa (Cylinder), Slump 15+-2.5; _D144: Formwork, plywood 18mm thk. incl. erection, bracing, oiling and striking; _D145: Deform Bar, DB12(fy=390 Mpa); _D159: Hot dip galvanizing to steelwork, 85 micron minimum; _D168: Hot dip galvanizing to steelwork, 85 micron minimum; _D186: External façade; _D190: 15mm cement plaster; _D193: Painting, primer + 2 coats emulsion (interior); _D212: Internal Fix Windoor (L:1800,H:500)mm; _D224: Floor tile Size 0.6x0.6m incl. adhesive and grout; _D226: Sika Waterproofing; _D228: 15mm cement plaster; _D229: Painting, primer + 2 coats emulsion (interior); _D267: Wood door size (L:900,H:2100,W:400)mm; _D269: PVC door size (L:800,H:2100,W:400)mm; _D270: Steel Door, W:900,H:2100mm incl. frame, ironmongery and painting; _D283: 15mm cement plaster; _D285: Painting, primer + 2 coats emulsion (interior); _D296: Floor tile Size 0.6x0.6m incl. adhesive and grout; _D307: Sika Waterproofing
Exterior Wall and Partition | Exterior Wall and Partition | _S003 | Sub Structure¦Bored Pile | _B003 | Sub Structure¦Site Preparation & Earthwork¦Backfill | _D003 |  | _S001: Bored Pile; _S002: Structural Slab; _S003: AAC block; _S004: Wall tiling; _S005: Glass door; _S006: Window accessories; _S007: Waterproofing; _S010: Roof drainage; _S011: Glass partition; _S012: Steel Door; _S014: Wall tiling; _S015: Stone flooring; _S016: Metal ceiling; _S017: Special purpose Fitting; _S018: Sanitary accessories; _S019: Chilled water system; _S021: Damper & control; _S022: Power & wiring accessories; _S023: Communication system; _S024: Drainage; _S025: Fire pump & tank; _S027: Lift shaft equipment; _S029: Landscape; _B001: Backfill; _B002: Sheet Pile Extraction; _B003: Rebar; _B004: Pile Splicing; _B005: Crush Stone; _B006: Crush Stone; _B007: Concrete; _B008: Anti-Termite; _B009: Crush Stone; _B010: Crush Stone; _B011: Concrete; _B012: Formwork; _B013: Rebar; _B014: Rebar; _B015: Rebar; _B016: Rebar; _B017: Rebar; _B018: Rebar; _B019: Rebar; _B020: Rebar; _B021: Hollow steel tube; _B022: Sag rod; _B023: Non-Destructive Test; _B024: Hollow clay brick 400mm Thk.; _B025: Concrete block 200mm Thk.; _B026: AAC block 200mm Thk.; _B028: Aluminium composite panel; _B029: Molding / Cornice; _B030: Weather-shield coating; _B037: Hinge; _B038: Sliding glass window; _B040: Sealant; _B044: Soffit cladding; _B045: Stair nosing; _B046: Guard rail; _B047: Translucent sheet; _B048: Vapour barrier; _B049: Roof drain; _B050: Roof ladder; _B052: Metal stud framing; _B055: Wall guard rail; _B060: Hinge; _B066: Wallpaper; _B069: Homogeneous tile; _B070: Granite flooring; _B071: Wooden flooring; _B073: Floor trim / divider; _B074: Cement board ceiling; _B077: Bulkhead; _B078: Counter top; _B079: Sink; _B080: Sport / gym equipment; _B081: Khmer and Chinese text; _B082: Urinal; _B083: Angle valve; _B084: Grab bar; _B085: Outdoor condensing unit; _B086: Refnet joint; _B087: Fan coil unit (FCU); _B088: Condensate drain piping; _B089: Car park ventilation fan; _B090: Laboratory fume hood; _B091: Duct insulation; _B092: Exhaust grille; _B093: Motorized damper; _B094: Busduct / Busway; _B095: Cable tray; _B096: Isolator; _B097: Emergency light; _B098: Lightning air terminal; _B099: UPS; _B100: Manual call point; _B101: Access control door; _B102: Telephone system; _B103: Bell / clock system; _B105: Pipe insulation; _B106: Booster pump; _B107: Vent pipe; _B108: Sewer connection; _B109: Landing valve; _B110: Alarm valve set; _B111: Fire water tank; _B112: FM200 / CO2 system; _B113: Swimming pool system; _B114: Firefighting lift; _B116: Machine room equipment; _B117: O&M manual; _B118: Compaction; _B119: Interlocking paver; _B120: Tree & shrub; _B121: Guard rail; _B122: Bicycle rack; _D015: Normal Concrete, 25Mpa (Cylinder), Slump 10+-2.5; _D016: Deform Bar, DB14(fy=390 Mpa); _D031: Soil Excavation; _D035: Normal Concrete, 25Mpa (Cylinder), Slump 10+-2.5; _D036: Formwork, plywood 18mm thk. incl. erection, bracing, oiling and striking; _D037: Deform Bar, DB14(fy=390 Mpa); _D040: Cementitious waterproofing, 2 coats, to wet area incl. up-turn 300mm; _D042: Soil Excavation; _D046: Normal Concrete, 25Mpa (Cylinder), Slump 10+-2.5; _D048: Deform Bar, DB14(fy=390 Mpa); _D051: Cementitious waterproofing, 2 coats, to wet area incl. up-turn 300mm; _D053: Soil Excavation; _D055: Normal Concrete, 25Mpa (Cylinder), Slump 10+-2.5; _D057: Deform Bar, DB14(fy=390 Mpa); _D059: Cementitious waterproofing, 2 coats, to wet area incl. up-turn 300mm; _D065: Normal Concrete, 25Mpa (Cylinder), Slump 10+-2.5; _D067: Deform Bar, DB14(fy=390 Mpa); _D069: Cementitious waterproofing, 2 coats, to wet area incl. up-turn 300mm; _D070: Soil Excavation; _D074: Normal Concrete, 25Mpa (Cylinder), Slump 10+-2.5; _D076: Deform Bar, DB14(fy=390 Mpa); _D079: Cementitious waterproofing, 2 coats, to wet area incl. up-turn 300mm; _D081: Soil Excavation; _D085: Normal Concrete, 25Mpa (Cylinder), Slump 10+-2.5; _D087: Deform Bar, DB14(fy=390 Mpa); _D090: Cementitious waterproofing, 2 coats, to wet area incl. up-turn 300mm; _D092: Soil Excavation; _D094: Normal Concrete, 25Mpa (Cylinder), Slump 10+-2.5; _D096: Deform Bar, DB14(fy=390 Mpa); _D099: Cementitious waterproofing, 2 coats, to wet area incl. up-turn 300mm; _D100: Soil Excavation; _D101: Normal Concrete, 25Mpa (Cylinder), Slump 10+-2.5; _D103: Deform Bar, DB14(fy=390 Mpa); _D106: Cementitious waterproofing, 2 coats, to wet area incl. up-turn 300mm; _D109: Normal Concrete, 25Mpa (Cylinder), Slump 10+-2.5; _D111: Deform Bar, DB14(fy=390 Mpa); _D115: Normal Concrete, 25Mpa (Cylinder), Slump 10+-2.5; _D117: Deform Bar, DB14(fy=390 Mpa); _D119: Normal Concrete, 25Mpa (Cylinder), Slump 10+-2.5; _D121: Deform Bar, DB14(fy=390 Mpa); _D125: Normal Concrete, 25Mpa (Cylinder), Slump 10+-2.5; _D127: Deform Bar, DB14(fy=390 Mpa); _D130: Normal Concrete, 25Mpa (Cylinder), Slump 10+-2.5; _D132: Deform Bar, DB14(fy=390 Mpa); _D134: Normal Concrete, 25Mpa (Cylinder), Slump 10+-2.5; _D136: Deform Bar, DB14(fy=390 Mpa); _D138: Normal Concrete, 25Mpa (Cylinder), Slump 10+-2.5; _D140: Deform Bar, DB14(fy=390 Mpa); _D143: Normal Concrete, 25Mpa (Cylinder), Slump 10+-2.5; _D145: Deform Bar, DB14(fy=390 Mpa); _D193: Painting, primer + 2 coats weather-shield (exterior); _D212: Internal Fix Windoor (L:2000,H:500)mm & Slide window (L:2000,H:1000)mm; _D226: Cementitious waterproofing, 2 coats, to wet area incl. up-turn 300mm; _D229: Painting, primer + 2 coats weather-shield (exterior); _D267: Wood door size (L:900,H:2100,W:500)mm; _D269: PVC door size (L:900,H:2100,W:400)mm; _D285: Painting, primer + 2 coats weather-shield (exterior); _D307: Cementitious waterproofing, 2 coats, to wet area incl. up-turn 300mm
Exterior Wall Finishes | Exterior Wall Finishes | _S004 | Sub Structure¦Driven Pile / Micro Pile | _B004 | Sub Structure¦Site Preparation & Earthwork¦Soil Disposal | _D004 |  | _S001: Driven Pile / Micro Pile; _S002: Structural Wall; _S003: Precast concrete panel; _S004: Expansion joint; _S005: Rolling shutter; _S010: Roof accessories; _S011: Toilet cubicle; _S012: Aluminium / Glass door; _S014: Wall cladding; _S015: Resilient flooring; _S016: Ceiling accessories; _S017: Signage; _S019: AC piping & accessories; _S022: Lighting; _S023: Audio visual & school system; _S024: Sewage treatment; _S025: Portable & special suppression; _S029: Fence, railing & wall; _B001: Soil Disposal; _B002: Strut & Waler; _B003: Steel Tie Wire; _B004: Pile Head Cutting; _B005: Lean Concrete; _B006: Lean Concrete; _B007: Formwork; _B008: Vapour Barrier; _B009: Lean Concrete; _B010: Lean Concrete; _B011: Formwork; _B012: Rebar; _B013: Steel Tie Wire; _B014: Steel Tie Wire; _B015: Steel Tie Wire; _B016: Steel Tie Wire; _B017: Steel Tie Wire; _B018: Steel Tie Wire; _B019: Steel Tie Wire; _B020: Steel Tie Wire; _B021: Purlin; _B022: Bracing; _B023: Survey & As-Built; _B024: Hollow clay brick 500mm Thk.; _B028: Louver screen; _B037: Door stopper; _B038: Casement window; _B040: Window sill; _B045: Tactile paving; _B047: Ridge cap; _B048: Protection screed; _B049: Flashing; _B050: Lightning terminal base; _B052: Acoustic infill; _B060: Door stopper; _B066: Mirror; _B071: Carpet; _B077: Ceiling painting; _B078: Locker; _B081: Wayfinding sign; _B082: Shower set; _B083: Floor drain; _B084: Hand dryer; _B087: Chilled water pump; _B088: Pipe insulation; _B089: Fresh air fan; _B091: Duct support; _B092: Louver; _B093: Testing & balancing; _B094: Transformer; _B095: Cable trunking; _B096: Wiring point; _B097: Exit sign; _B098: Down conductor; _B099: Fuel tank & piping; _B100: Alarm bell / sounder; _B101: Intercom; _B102: MATV / TV outlet; _B103: Projector & screen; _B105: Valve & fitting; _B106: Water heater; _B107: Rainwater downpipe; _B109: Fire riser piping; _B110: Flow switch; _B112: Kitchen suppression system; _B113: Kitchen equipment; _B114: Platform / accessibility lift; _B117: Training; _B119: Kerb; _B120: Planter; _B121: Boundary wall; _B122: Covered walkway; _D015: Normal Concrete, 30Mpa (Cylinder), Slump 13+-2.5; _D016: Deform Bar, DB16(fy=390 Mpa); _D035: Normal Concrete, 30Mpa (Cylinder), Slump 13+-2.5; _D037: Deform Bar, DB16(fy=390 Mpa); _D046: Normal Concrete, 30Mpa (Cylinder), Slump 13+-2.5; _D048: Deform Bar, DB16(fy=390 Mpa); _D055: Normal Concrete, 30Mpa (Cylinder), Slump 13+-2.5; _D057: Deform Bar, DB16(fy=390 Mpa); _D065: Normal Concrete, 30Mpa (Cylinder), Slump 13+-2.5; _D067: Deform Bar, DB16(fy=390 Mpa); _D074: Normal Concrete, 30Mpa (Cylinder), Slump 13+-2.5; _D076: Deform Bar, DB16(fy=390 Mpa); _D085: Normal Concrete, 30Mpa (Cylinder), Slump 13+-2.5; _D087: Deform Bar, DB16(fy=390 Mpa); _D094: Normal Concrete, 30Mpa (Cylinder), Slump 13+-2.5; _D096: Deform Bar, DB16(fy=390 Mpa); _D101: Normal Concrete, 30Mpa (Cylinder), Slump 13+-2.5; _D103: Deform Bar, DB16(fy=390 Mpa); _D109: Normal Concrete, 30Mpa (Cylinder), Slump 13+-2.5; _D111: Deform Bar, DB16(fy=390 Mpa); _D115: Normal Concrete, 30Mpa (Cylinder), Slump 13+-2.5; _D117: Deform Bar, DB16(fy=390 Mpa); _D119: Normal Concrete, 30Mpa (Cylinder), Slump 13+-2.5; _D121: Deform Bar, DB16(fy=390 Mpa); _D125: Normal Concrete, 30Mpa (Cylinder), Slump 13+-2.5; _D127: Deform Bar, DB16(fy=390 Mpa); _D130: Normal Concrete, 30Mpa (Cylinder), Slump 13+-2.5; _D132: Deform Bar, DB16(fy=390 Mpa); _D134: Normal Concrete, 30Mpa (Cylinder), Slump 13+-2.5; _D136: Deform Bar, DB16(fy=390 Mpa); _D138: Normal Concrete, 30Mpa (Cylinder), Slump 13+-2.5; _D140: Deform Bar, DB16(fy=390 Mpa); _D143: Normal Concrete, 30Mpa (Cylinder), Slump 13+-2.5; _D145: Deform Bar, DB16(fy=390 Mpa); _D212: Internal Fix Windoor (L:2000,H:500)mm & Slide window (L:2000,H:10300)mm; _D267: Double leaf wood door, W:1600,H:2100mm incl. frame and ironmongery; _D269: PVC door, W:700,H:2000mm incl. frame and ironmongery
Exterior Door | Exterior Door | _S005 | Sub Structure¦Pile Cap & Stump | _B005 | Sub Structure¦Site Preparation & Earthwork¦Compaction | _D005 |  | _S001: Pile Cap & Stump; _S002: Structural Staircase; _S003: External façade; _S005: Door ironmongery; _S011: Handrail; _S012: Door ironmongery; _S014: Skirting; _S015: Waterproofing; _S022: Earthing & lightning protection; _S023: Building management; _S029: External fixture; _B001: Compaction; _B002: Ground Anchor; _B003: Steel Round Pipe; _B004: Pile Load Test; _B005: Concrete; _B006: Concrete; _B007: Rebar; _B008: Lean Concrete; _B009: Concrete; _B010: Concrete; _B011: Rebar; _B012: Steel Tie Wire; _B013: Column Starter Bar; _B015: Post-Tension Strand; _B016: Water Stop; _B019: Water Stop; _B021: Sag rod; _B022: Zinc sheet; _B024: Hollow clay brick 800mm Thk.; _B060: Panic bar; _B071: Raised floor; _B077: Curtain box; _B078: Shelving; _B081: Room sign; _B082: Squat pan; _B083: Floor trap; _B087: Cooling tower; _B088: Thermostat / control; _B089: Staircase pressurization fan; _B094: Capacitor bank; _B095: Conduit; _B097: Lighting control / sensor; _B102: WiFi access point; _B103: Classroom AV system; _B105: Water meter; _B106: Level control; _B107: Manhole / inspection chamber; _B117: Spare parts; _B119: Road marking; _B120: Irrigation system; _B122: Guard house; _D016: Deform Bar, DB20(fy=390 Mpa); _D037: Deform Bar, DB20(fy=390 Mpa); _D048: Deform Bar, DB20(fy=390 Mpa); _D057: Deform Bar, DB20(fy=390 Mpa); _D067: Deform Bar, DB20(fy=390 Mpa); _D076: Deform Bar, DB20(fy=390 Mpa); _D087: Deform Bar, DB20(fy=390 Mpa); _D096: Deform Bar, DB20(fy=390 Mpa); _D103: Deform Bar, DB20(fy=390 Mpa); _D111: Deform Bar, DB20(fy=390 Mpa); _D117: Deform Bar, DB20(fy=390 Mpa); _D121: Deform Bar, DB20(fy=390 Mpa); _D127: Deform Bar, DB20(fy=390 Mpa); _D132: Deform Bar, DB20(fy=390 Mpa); _D136: Deform Bar, DB20(fy=390 Mpa); _D140: Deform Bar, DB20(fy=390 Mpa); _D145: Deform Bar, DB20(fy=390 Mpa); _D212: Internal Fix Windoor (L:3000,H:500)mm; _D267: Wood door, W:800,H:2100mm incl. frame, ironmongery and painting; _D269: PVC door, W:800,H:2000mm incl. frame and ironmongery
Exterior Window and Louver | Exterior Window and Louver | _S006 | Sub Structure¦Footing / Raft Foundation | _B006 | Sub Structure¦Site Preparation & Earthwork¦Dewatering | _D006 |  | _S001: Footing / Raft Foundation; _S002: Parapet wall & Stiffener Column; _S012: Interior window / louver; _S014: Toilet Wall tile; _S015: Floor accessories; _S022: Standby power; _B001: Dewatering; _B002: Guide Wall; _B003: Bentonite / Slurry; _B005: Formwork; _B006: Formwork; _B007: Steel Tie Wire; _B008: Concrete; _B009: Formwork; _B010: Formwork; _B011: Steel Tie Wire; _B012: Water Stop; _B013: Grouting; _B015: Steel Deck; _B021: Bracing; _B022: Flashing; _B078: Blind & curtain; _B081: Statutory / safety sign; _B082: Sink; _B083: Clean out; _B094: Metering panel; _B095: Cable ladder; _B107: Grease trap; _B119: Car park; _B122: Playground / sport court; _D016: Deform Bar, DB25(fy=390 Mpa); _D037: Deform Bar, DB25(fy=390 Mpa); _D048: Deform Bar, DB25(fy=390 Mpa); _D057: Deform Bar, DB25(fy=390 Mpa); _D067: Deform Bar, DB25(fy=390 Mpa); _D076: Deform Bar, DB25(fy=390 Mpa); _D087: Deform Bar, DB25(fy=390 Mpa); _D096: Deform Bar, DB25(fy=390 Mpa); _D103: Deform Bar, DB25(fy=390 Mpa); _D111: Deform Bar, DB25(fy=390 Mpa); _D117: Deform Bar, DB25(fy=390 Mpa); _D121: Deform Bar, DB25(fy=390 Mpa); _D127: Deform Bar, DB25(fy=390 Mpa); _D132: Deform Bar, DB25(fy=390 Mpa); _D136: Deform Bar, DB25(fy=390 Mpa); _D140: Deform Bar, DB25(fy=390 Mpa); _D145: Deform Bar, DB25(fy=390 Mpa); _D212: Internal Fix Windoor (L:3000,H:500)mm & Slide window (L:3000,H:1000)mm; _D267: Wood door, W:900,H:2100mm incl. frame, ironmongery and painting; _D269: PVC door, W:900,H:2000mm incl. frame and ironmongery
Exterior floor | Exterior floor | _S007 | Sub Structure¦Ground Beam / Tie Beam | _B007 | Sub Structure¦Site Preparation & Earthwork¦Levelling & Setting Out | _D007 |  | _S001: Ground Beam / Tie Beam; _S002: Lift Core / Shear Core; _S015: Toilet Floor tile; _B001: Levelling & Setting Out; _B003: Bored Pile Head Cutting; _B005: Rebar; _B006: Rebar; _B007: Waterproofing; _B008: Formwork; _B009: Rebar; _B010: Rebar; _B011: Water Stop; _B012: Waterproofing; _B021: Base Plate; _B022: Anchor Bolt; _B078: White board; _D016: Deform Bar, DB32(fy=390 Mpa); _D037: Deform Bar, DB32(fy=390 Mpa); _D048: Deform Bar, DB32(fy=390 Mpa); _D057: Deform Bar, DB32(fy=390 Mpa); _D067: Deform Bar, DB32(fy=390 Mpa); _D076: Deform Bar, DB32(fy=390 Mpa); _D087: Deform Bar, DB32(fy=390 Mpa); _D096: Deform Bar, DB32(fy=390 Mpa); _D103: Deform Bar, DB32(fy=390 Mpa); _D111: Deform Bar, DB32(fy=390 Mpa); _D117: Deform Bar, DB32(fy=390 Mpa); _D121: Deform Bar, DB32(fy=390 Mpa); _D127: Deform Bar, DB32(fy=390 Mpa); _D132: Deform Bar, DB32(fy=390 Mpa); _D136: Deform Bar, DB32(fy=390 Mpa); _D140: Deform Bar, DB32(fy=390 Mpa); _D145: Deform Bar, DB32(fy=390 Mpa); _D212: Internal Fix Windoor (L:4000,H:500)mm & Slide window (L:4000,H:1700)mm
Exterior soffit | Exterior soffit | _S008 | Sub Structure¦Slab on Grade / Ground Slab | _B008 | Sub Structure¦Shoring & Sheet Pile¦Sheet Pile Supply | _D008 |  | _S001: Slab on Grade / Ground Slab; _S002: Ramp; _B003: Bored Pile Testing; _B005: Steel Tie Wire; _B006: Steel Tie Wire; _B008: Rebar; _B009: Steel Tie Wire; _B010: Steel Tie Wire; _B011: Waterproofing; _B012: Protection Board; _B021: Steel plate; _B022: Painting / Galvanizing; _D016: Round Bar, RB8(fy=250 Mpa); _D037: Round Bar, RB8(fy=250 Mpa); _D048: Round Bar, RB8(fy=250 Mpa); _D057: Round Bar, RB8(fy=250 Mpa); _D067: Round Bar, RB8(fy=250 Mpa); _D076: Round Bar, RB8(fy=250 Mpa); _D087: Round Bar, RB8(fy=250 Mpa); _D096: Round Bar, RB8(fy=250 Mpa); _D103: Round Bar, RB8(fy=250 Mpa); _D111: Round Bar, RB8(fy=250 Mpa); _D117: Round Bar, RB8(fy=250 Mpa); _D121: Round Bar, RB8(fy=250 Mpa); _D127: Round Bar, RB8(fy=250 Mpa); _D132: Round Bar, RB8(fy=250 Mpa); _D136: Round Bar, RB8(fy=250 Mpa); _D140: Round Bar, RB8(fy=250 Mpa); _D145: Round Bar, RB8(fy=250 Mpa); _D212: Internal Fix Windoor (L:900,H:1000)mm
Exterior Stair Ramp | Exterior Stair Ramp | _S009 | Sub Structure¦Septic tank | _B009 | Sub Structure¦Shoring & Sheet Pile¦Sheet Pile Driving | _D009 |  | _S001: Septic tank; _S002: Structural Steel; _B003: Bored Pile Coring; _B005: Water Stop; _B006: Water Stop; _B008: Steel Tie Wire; _B009: Water Stop; _B010: Water Stop; _B012: Drainage Board; _B021: J bolt; _D016: Round Bar, RB6(fy=250 Mpa); _D037: Round Bar, RB6(fy=250 Mpa); _D048: Round Bar, RB6(fy=250 Mpa); _D057: Round Bar, RB6(fy=250 Mpa); _D067: Round Bar, RB6(fy=250 Mpa); _D076: Round Bar, RB6(fy=250 Mpa); _D087: Round Bar, RB6(fy=250 Mpa); _D096: Round Bar, RB6(fy=250 Mpa); _D103: Round Bar, RB6(fy=250 Mpa); _D111: Round Bar, RB6(fy=250 Mpa); _D117: Round Bar, RB6(fy=250 Mpa); _D121: Round Bar, RB6(fy=250 Mpa); _D127: Round Bar, RB6(fy=250 Mpa); _D132: Round Bar, RB6(fy=250 Mpa); _D136: Round Bar, RB6(fy=250 Mpa); _D140: Round Bar, RB6(fy=250 Mpa); _D145: Round Bar, RB6(fy=250 Mpa); _D212: Windoor Aluminium frame with 6mm tempered glass, fix + slide panel
Roofing | Roofing | _S010 | Sub Structure¦Water Tank / Sump Pit | _B010 | Sub Structure¦Shoring & Sheet Pile¦Sheet Pile Extraction | _D010 |  | _S001: Water Tank / Sump Pit; _S002: Roof Structure / Truss; _B003: Pile Load Test; _B005: Waterproofing; _B006: Waterproofing; _B008: Waterproofing; _B009: Waterproofing; _B010: Waterproofing; _B021: Anchor Bolt; _D212: Windoor Aluminium frame with 6mm tempered glass, fix panel
Interior Wall and Partition | Interior Wall and Partition | _S011 | Sub Structure¦Lift Pit | _B011 | Sub Structure¦Shoring & Sheet Pile¦Strut & Waler | _D011 |  | _S001: Lift Pit; _S002: Testing & Quality Control; _B003: Rebar Testing; _B005: Anti-Termite; _B006: Anti-Termite; _B009: Anti-Termite; _B010: Anti-Termite; _B021: Bolt & Nut
Interior Doors | Interior Doors | _S012 | Sub Structure¦Basement / Retaining Wall | _B012 | Sub Structure¦Shoring & Sheet Pile¦Ground Anchor | _D012 |  | _S001: Basement / Retaining Wall; _B003: Concrete Testing; _B021: Welding
Special installation | Special installation | _S013 | Super Structure¦Structural Column | _B013 | Sub Structure¦Shoring & Sheet Pile¦Guide Wall | _D013 |  | _B021: Painting / Galvanizing
Interior Wall Finishes | Interior Wall Finishes | _S014 | Super Structure¦Structural Beam | _B014 | Sub Structure¦Bored Pile¦Bored Pile Boring | _D014 |  | _B021: Fire Proofing
Interior Floor Finishes | Interior Floor Finishes | _S015 | Super Structure¦Structural Slab | _B015 | Sub Structure¦Bored Pile¦Concrete | _D015
Ceiling Finishes | Ceiling Finishes | _S016 | Super Structure¦Structural Wall | _B016 | Sub Structure¦Bored Pile¦Rebar | _D016
Fittings, furnishings and equipment | Fittings, furnishings and equipment | _S017 | Super Structure¦Structural Staircase | _B017 | Sub Structure¦Bored Pile¦Steel Tie Wire | _D017
Sanitary Installations | Sanitary Installations | _S018 | Super Structure¦Parapet wall & Stiffener Column | _B018 | Sub Structure¦Bored Pile¦Steel Round Pipe | _D018
AIR-CONDITIONAL SYSTEM | AIR-CONDITIONAL SYSTEM | _S019 | Super Structure¦Lift Core / Shear Core | _B019 | Sub Structure¦Bored Pile¦Bentonite / Slurry | _D019
MECHANICAL VENTILATION SYSTEM | MECHANICAL VENTILATION SYSTEM | _S020 | Super Structure¦Ramp | _B020 | Sub Structure¦Bored Pile¦Bored Pile Head Cutting | _D020
MV DISTRIBUTION SYSTEM | MV DISTRIBUTION SYSTEM | _S021 | Super Structure¦Structural Steel | _B021 | Sub Structure¦Bored Pile¦Bored Pile Testing | _D021
ELECTRICAL SYSTEM | ELECTRICAL SYSTEM | _S022 | Super Structure¦Roof Structure / Truss | _B022 | Sub Structure¦Bored Pile¦Bored Pile Coring | _D022
ELV INSTALLATION | ELV INSTALLATION | _S023 | Super Structure¦Testing & Quality Control | _B023 | Sub Structure¦Bored Pile¦Pile Load Test | _D023
PLUMBING SYSTEM | PLUMBING SYSTEM | _S024 | Exterior Wall and Partition¦Hollow clay brick | _B024 | Sub Structure¦Bored Pile¦Rebar Testing | _D024
FIRE FIGHTING SYSTEM | FIRE FIGHTING SYSTEM | _S025 | Exterior Wall and Partition¦Concrete block | _B025 | Sub Structure¦Bored Pile¦Concrete Testing | _D025
Specialist Installations | Specialist Installations | _S026 | Exterior Wall and Partition¦AAC block | _B026 | Sub Structure¦Driven Pile / Micro Pile¦Pile Supply | _D026
VERTICAL TRANSPORTATION SYSTEM | VERTICAL TRANSPORTATION SYSTEM | _S027 | Exterior Wall and Partition¦Precast concrete panel | _B027 | Sub Structure¦Driven Pile / Micro Pile¦Pile Driving | _D027
Services | Services | _S028 | Exterior Wall and Partition¦External façade | _B028 | Sub Structure¦Driven Pile / Micro Pile¦Pile Splicing | _D028
External Work | External Work | _S029 | Exterior Wall Finishes¦Plastering | _B029 | Sub Structure¦Driven Pile / Micro Pile¦Pile Head Cutting | _D029
|  |  | Exterior Wall Finishes¦Painting | _B030 | Sub Structure¦Driven Pile / Micro Pile¦Pile Load Test | _D030
|  |  | Exterior Wall Finishes¦Wall tiling | _B031 | Sub Structure¦Pile Cap & Stump¦Earthwork | _D031
|  |  | Exterior Wall Finishes¦Expansion joint | _B032 | Sub Structure¦Pile Cap & Stump¦Base Preparation | _D032
|  |  | Exterior Door¦Steel Door | _B033 | Sub Structure¦Pile Cap & Stump¦Crush Stone | _D033
|  |  | Exterior Door¦Aluminium door | _B034 | Sub Structure¦Pile Cap & Stump¦Lean Concrete | _D034
|  |  | Exterior Door¦Glass door | _B035 | Sub Structure¦Pile Cap & Stump¦Concrete | _D035
|  |  | Exterior Door¦Rolling shutter | _B036 | Sub Structure¦Pile Cap & Stump¦Formwork | _D036
|  |  | Exterior Door¦Door ironmongery | _B037 | Sub Structure¦Pile Cap & Stump¦Rebar | _D037
|  |  | Exterior Window and Louver¦Glass Window | _B038 | Sub Structure¦Pile Cap & Stump¦Steel Tie Wire | _D038
|  |  | Exterior Window and Louver¦Aluminium louver | _B039 | Sub Structure¦Pile Cap & Stump¦Water Stop | _D039
|  |  | Exterior Window and Louver¦Window accessories | _B040 | Sub Structure¦Pile Cap & Stump¦Waterproofing | _D040
|  |  | Exterior floor¦Screeding | _B041 | Sub Structure¦Pile Cap & Stump¦Anti-Termite | _D041
|  |  | Exterior floor¦Floor tiling | _B042 | Sub Structure¦Footing / Raft Foundation¦Earthwork | _D042
|  |  | Exterior floor¦Waterproofing | _B043 | Sub Structure¦Footing / Raft Foundation¦Base Preparation | _D043
|  |  | Exterior soffit¦Soffit finishes | _B044 | Sub Structure¦Footing / Raft Foundation¦Crush Stone | _D044
|  |  | Exterior Stair Ramp¦Stair & Ramp finishes | _B045 | Sub Structure¦Footing / Raft Foundation¦Lean Concrete | _D045
|  |  | Exterior Stair Ramp¦Handrail & Balustrade | _B046 | Sub Structure¦Footing / Raft Foundation¦Concrete | _D046
|  |  | Roofing¦Roof covering | _B047 | Sub Structure¦Footing / Raft Foundation¦Formwork | _D047
|  |  | Roofing¦Roof waterproofing & insulation | _B048 | Sub Structure¦Footing / Raft Foundation¦Rebar | _D048
|  |  | Roofing¦Roof drainage | _B049 | Sub Structure¦Footing / Raft Foundation¦Steel Tie Wire | _D049
|  |  | Roofing¦Roof accessories | _B050 | Sub Structure¦Footing / Raft Foundation¦Water Stop | _D050
|  |  | Interior Wall and Partition¦Hollow clay brick | _B051 | Sub Structure¦Footing / Raft Foundation¦Waterproofing | _D051
|  |  | Interior Wall and Partition¦Dry wall partition | _B052 | Sub Structure¦Footing / Raft Foundation¦Anti-Termite | _D052
|  |  | Interior Wall and Partition¦Glass partition | _B053 | Sub Structure¦Ground Beam / Tie Beam¦Earthwork | _D053
|  |  | Interior Wall and Partition¦Toilet cubicle | _B054 | Sub Structure¦Ground Beam / Tie Beam¦Lean Concrete | _D054
|  |  | Interior Wall and Partition¦Handrail | _B055 | Sub Structure¦Ground Beam / Tie Beam¦Concrete | _D055
|  |  | Interior Doors¦Wood door | _B056 | Sub Structure¦Ground Beam / Tie Beam¦Formwork | _D056
|  |  | Interior Doors¦PVC door | _B057 | Sub Structure¦Ground Beam / Tie Beam¦Rebar | _D057
|  |  | Interior Doors¦Steel Door | _B058 | Sub Structure¦Ground Beam / Tie Beam¦Steel Tie Wire | _D058
|  |  | Interior Doors¦Aluminium / Glass door | _B059 | Sub Structure¦Ground Beam / Tie Beam¦Waterproofing | _D059
|  |  | Interior Doors¦Door ironmongery | _B060 | Sub Structure¦Slab on Grade / Ground Slab¦Base Preparation | _D060
|  |  | Interior Doors¦Interior window / louver | _B061 | Sub Structure¦Slab on Grade / Ground Slab¦Crush Stone | _D061
|  |  | Special installation¦Gas installation | _B062 | Sub Structure¦Slab on Grade / Ground Slab¦Anti-Termite | _D062
|  |  | Interior Wall Finishes¦Plastering | _B063 | Sub Structure¦Slab on Grade / Ground Slab¦Vapour Barrier | _D063
|  |  | Interior Wall Finishes¦Painting | _B064 | Sub Structure¦Slab on Grade / Ground Slab¦Lean Concrete | _D064
|  |  | Interior Wall Finishes¦Wall tiling | _B065 | Sub Structure¦Slab on Grade / Ground Slab¦Concrete | _D065
|  |  | Interior Wall Finishes¦Wall cladding | _B066 | Sub Structure¦Slab on Grade / Ground Slab¦Formwork | _D066
|  |  | Interior Wall Finishes¦Skirting | _B067 | Sub Structure¦Slab on Grade / Ground Slab¦Rebar | _D067
|  |  | Interior Floor Finishes¦Screeding | _B068 | Sub Structure¦Slab on Grade / Ground Slab¦Steel Tie Wire | _D068
|  |  | Interior Floor Finishes¦Floor tiling | _B069 | Sub Structure¦Slab on Grade / Ground Slab¦Waterproofing | _D069
|  |  | Interior Floor Finishes¦Stone flooring | _B070 | Sub Structure¦Septic tank¦Earthwork | _D070
|  |  | Interior Floor Finishes¦Resilient flooring | _B071 | Sub Structure¦Septic tank¦Base Preparation | _D071
|  |  | Interior Floor Finishes¦Waterproofing | _B072 | Sub Structure¦Septic tank¦Crush Stone | _D072
|  |  | Interior Floor Finishes¦Floor accessories | _B073 | Sub Structure¦Septic tank¦Lean Concrete | _D073
|  |  | Ceiling Finishes¦Suspended ceiling | _B074 | Sub Structure¦Septic tank¦Concrete | _D074
|  |  | Ceiling Finishes¦Acoustic ceiling | _B075 | Sub Structure¦Septic tank¦Formwork | _D075
|  |  | Ceiling Finishes¦Metal ceiling | _B076 | Sub Structure¦Septic tank¦Rebar | _D076
|  |  | Ceiling Finishes¦Ceiling accessories | _B077 | Sub Structure¦Septic tank¦Steel Tie Wire | _D077
|  |  | Fittings, furnishings and equipment¦General Fitting | _B078 | Sub Structure¦Septic tank¦Water Stop | _D078
|  |  | Fittings, furnishings and equipment¦Kitchen Fitting | _B079 | Sub Structure¦Septic tank¦Waterproofing | _D079
|  |  | Fittings, furnishings and equipment¦Special purpose Fitting | _B080 | Sub Structure¦Septic tank¦Anti-Termite | _D080
|  |  | Fittings, furnishings and equipment¦Signage | _B081 | Sub Structure¦Water Tank / Sump Pit¦Earthwork | _D081
|  |  | Sanitary Installations¦Sanitary ware | _B082 | Sub Structure¦Water Tank / Sump Pit¦Base Preparation | _D082
|  |  | Sanitary Installations¦Sanitary fitting | _B083 | Sub Structure¦Water Tank / Sump Pit¦Crush Stone | _D083
|  |  | Sanitary Installations¦Sanitary accessories | _B084 | Sub Structure¦Water Tank / Sump Pit¦Lean Concrete | _D084
|  |  | AIR-CONDITIONAL SYSTEM¦Split unit system | _B085 | Sub Structure¦Water Tank / Sump Pit¦Concrete | _D085
|  |  | AIR-CONDITIONAL SYSTEM¦VRF / VRV system | _B086 | Sub Structure¦Water Tank / Sump Pit¦Formwork | _D086
|  |  | AIR-CONDITIONAL SYSTEM¦Chilled water system | _B087 | Sub Structure¦Water Tank / Sump Pit¦Rebar | _D087
|  |  | AIR-CONDITIONAL SYSTEM¦AC piping & accessories | _B088 | Sub Structure¦Water Tank / Sump Pit¦Steel Tie Wire | _D088
|  |  | MECHANICAL VENTILATION SYSTEM¦Ventilation fan | _B089 | Sub Structure¦Water Tank / Sump Pit¦Water Stop | _D089
|  |  | MECHANICAL VENTILATION SYSTEM¦Specialist ventilation | _B090 | Sub Structure¦Water Tank / Sump Pit¦Waterproofing | _D090
|  |  | MV DISTRIBUTION SYSTEM¦Ductwork | _B091 | Sub Structure¦Water Tank / Sump Pit¦Anti-Termite | _D091
|  |  | MV DISTRIBUTION SYSTEM¦Air terminal | _B092 | Sub Structure¦Lift Pit¦Earthwork | _D092
|  |  | MV DISTRIBUTION SYSTEM¦Damper & control | _B093 | Sub Structure¦Lift Pit¦Lean Concrete | _D093
|  |  | ELECTRICAL SYSTEM¦Main distribution | _B094 | Sub Structure¦Lift Pit¦Concrete | _D094
|  |  | ELECTRICAL SYSTEM¦Cable & containment | _B095 | Sub Structure¦Lift Pit¦Formwork | _D095
|  |  | ELECTRICAL SYSTEM¦Power & wiring accessories | _B096 | Sub Structure¦Lift Pit¦Rebar | _D096
|  |  | ELECTRICAL SYSTEM¦Lighting | _B097 | Sub Structure¦Lift Pit¦Steel Tie Wire | _D097
|  |  | ELECTRICAL SYSTEM¦Earthing & lightning protection | _B098 | Sub Structure¦Lift Pit¦Water Stop | _D098
|  |  | ELECTRICAL SYSTEM¦Standby power | _B099 | Sub Structure¦Lift Pit¦Waterproofing | _D099
|  |  | ELV INSTALLATION¦Fire alarm system | _B100 | Sub Structure¦Basement / Retaining Wall¦Earthwork | _D100
|  |  | ELV INSTALLATION¦Security system | _B101 | Sub Structure¦Basement / Retaining Wall¦Concrete | _D101
|  |  | ELV INSTALLATION¦Communication system | _B102 | Sub Structure¦Basement / Retaining Wall¦Formwork | _D102
|  |  | ELV INSTALLATION¦Audio visual & school system | _B103 | Sub Structure¦Basement / Retaining Wall¦Rebar | _D103
|  |  | ELV INSTALLATION¦Building management | _B104 | Sub Structure¦Basement / Retaining Wall¦Steel Tie Wire | _D104
|  |  | PLUMBING SYSTEM¦Water supply | _B105 | Sub Structure¦Basement / Retaining Wall¦Water Stop | _D105
|  |  | PLUMBING SYSTEM¦Water storage & pump | _B106 | Sub Structure¦Basement / Retaining Wall¦Waterproofing | _D106
|  |  | PLUMBING SYSTEM¦Drainage | _B107 | Sub Structure¦Basement / Retaining Wall¦Protection Board | _D107
|  |  | PLUMBING SYSTEM¦Sewage treatment | _B108 | Sub Structure¦Basement / Retaining Wall¦Drainage Board | _D108
|  |  | FIRE FIGHTING SYSTEM¦Hydrant & hose reel | _B109 | Super Structure¦Structural Column¦Concrete | _D109
|  |  | FIRE FIGHTING SYSTEM¦Sprinkler system | _B110 | Super Structure¦Structural Column¦Formwork | _D110
|  |  | FIRE FIGHTING SYSTEM¦Fire pump & tank | _B111 | Super Structure¦Structural Column¦Rebar | _D111
|  |  | FIRE FIGHTING SYSTEM¦Portable & special suppression | _B112 | Super Structure¦Structural Column¦Steel Tie Wire | _D112
|  |  | Specialist Installations¦Renewable & specialist | _B113 | Super Structure¦Structural Column¦Column Starter Bar | _D113
|  |  | VERTICAL TRANSPORTATION SYSTEM¦Lift | _B114 | Super Structure¦Structural Column¦Grouting | _D114
|  |  | VERTICAL TRANSPORTATION SYSTEM¦Escalator | _B115 | Super Structure¦Structural Beam¦Concrete | _D115
|  |  | VERTICAL TRANSPORTATION SYSTEM¦Lift shaft equipment | _B116 | Super Structure¦Structural Beam¦Formwork | _D116
|  |  | Services¦Testing & Commissioning | _B117 | Super Structure¦Structural Beam¦Rebar | _D117
|  |  | External Work¦Site preparation | _B118 | Super Structure¦Structural Beam¦Steel Tie Wire | _D118
|  |  | External Work¦Roads, path, paving | _B119 | Super Structure¦Structural Slab¦Concrete | _D119
|  |  | External Work¦Landscape | _B120 | Super Structure¦Structural Slab¦Formwork | _D120
|  |  | External Work¦Fence, railing & wall | _B121 | Super Structure¦Structural Slab¦Rebar | _D121
|  |  | External Work¦External fixture | _B122 | Super Structure¦Structural Slab¦Steel Tie Wire | _D122
|  |  | Interior Floor Finishes¦Toilet Floor tile | _B123 | Super Structure¦Structural Slab¦Post-Tension Strand | _D123
|  |  | Interior Wall Finishes¦Toilet Wall tile | _B124 | Super Structure¦Structural Slab¦Steel Deck | _D124
[5 empty] | Super Structure¦Structural Wall¦Concrete | _D125
[5 empty] | Super Structure¦Structural Wall¦Formwork | _D126
[5 empty] | Super Structure¦Structural Wall¦Rebar | _D127
[5 empty] | Super Structure¦Structural Wall¦Steel Tie Wire | _D128
[5 empty] | Super Structure¦Structural Wall¦Water Stop | _D129
[5 empty] | Super Structure¦Structural Staircase¦Concrete | _D130
[5 empty] | Super Structure¦Structural Staircase¦Formwork | _D131
[5 empty] | Super Structure¦Structural Staircase¦Rebar | _D132
[5 empty] | Super Structure¦Structural Staircase¦Steel Tie Wire | _D133
[5 empty] | Super Structure¦Parapet wall & Stiffener Column¦Concrete | _D134
[5 empty] | Super Structure¦Parapet wall & Stiffener Column¦Formwork | _D135
[5 empty] | Super Structure¦Parapet wall & Stiffener Column¦Rebar | _D136
[5 empty] | Super Structure¦Parapet wall & Stiffener Column¦Steel Tie Wire | _D137
[5 empty] | Super Structure¦Lift Core / Shear Core¦Concrete | _D138
[5 empty] | Super Structure¦Lift Core / Shear Core¦Formwork | _D139
[5 empty] | Super Structure¦Lift Core / Shear Core¦Rebar | _D140
[5 empty] | Super Structure¦Lift Core / Shear Core¦Steel Tie Wire | _D141
[5 empty] | Super Structure¦Lift Core / Shear Core¦Water Stop | _D142
[5 empty] | Super Structure¦Ramp¦Concrete | _D143
[5 empty] | Super Structure¦Ramp¦Formwork | _D144
[5 empty] | Super Structure¦Ramp¦Rebar | _D145
[5 empty] | Super Structure¦Ramp¦Steel Tie Wire | _D146
[5 empty] | Super Structure¦Structural Steel¦Steel Section / Beam | _D147
[5 empty] | Super Structure¦Structural Steel¦U steel | _D148
[5 empty] | Super Structure¦Structural Steel¦Hollow steel tube | _D149
[5 empty] | Super Structure¦Structural Steel¦Purlin | _D150
[5 empty] | Super Structure¦Structural Steel¦Sag rod | _D151
[5 empty] | Super Structure¦Structural Steel¦Bracing | _D152
[5 empty] | Super Structure¦Structural Steel¦Base Plate | _D153
[5 empty] | Super Structure¦Structural Steel¦Steel plate | _D154
[5 empty] | Super Structure¦Structural Steel¦J bolt | _D155
[5 empty] | Super Structure¦Structural Steel¦Anchor Bolt | _D156
[5 empty] | Super Structure¦Structural Steel¦Bolt & Nut | _D157
[5 empty] | Super Structure¦Structural Steel¦Welding | _D158
[5 empty] | Super Structure¦Structural Steel¦Painting / Galvanizing | _D159
[5 empty] | Super Structure¦Structural Steel¦Fire Proofing | _D160
[5 empty] | Super Structure¦Roof Structure / Truss¦Truss | _D161
[5 empty] | Super Structure¦Roof Structure / Truss¦Purlin | _D162
[5 empty] | Super Structure¦Roof Structure / Truss¦Sag rod | _D163
[5 empty] | Super Structure¦Roof Structure / Truss¦Bracing | _D164
[5 empty] | Super Structure¦Roof Structure / Truss¦Zinc sheet | _D165
[5 empty] | Super Structure¦Roof Structure / Truss¦Flashing | _D166
[5 empty] | Super Structure¦Roof Structure / Truss¦Anchor Bolt | _D167
[5 empty] | Super Structure¦Roof Structure / Truss¦Painting / Galvanizing | _D168
[5 empty] | Super Structure¦Testing & Quality Control¦Concrete Testing | _D169
[5 empty] | Super Structure¦Testing & Quality Control¦Rebar Testing | _D170
[5 empty] | Super Structure¦Testing & Quality Control¦Non-Destructive Test | _D171
[5 empty] | Super Structure¦Testing & Quality Control¦Survey & As-Built | _D172
[5 empty] | Exterior Wall and Partition¦Hollow clay brick¦Hollow clay brick 100mm Thk. | _D173
[5 empty] | Exterior Wall and Partition¦Hollow clay brick¦Hollow clay brick 200mm Thk. | _D174
[5 empty] | Exterior Wall and Partition¦Hollow clay brick¦Hollow clay brick 400mm Thk. | _D175
[5 empty] | Exterior Wall and Partition¦Hollow clay brick¦Hollow clay brick 500mm Thk. | _D176
[5 empty] | Exterior Wall and Partition¦Hollow clay brick¦Hollow clay brick 800mm Thk. | _D177
[5 empty] | Exterior Wall and Partition¦Concrete block¦Concrete block 100mm Thk. | _D178
[5 empty] | Exterior Wall and Partition¦Concrete block¦Concrete block 150mm Thk. | _D179
[5 empty] | Exterior Wall and Partition¦Concrete block¦Concrete block 200mm Thk. | _D180
[5 empty] | Exterior Wall and Partition¦AAC block¦AAC block 100mm Thk. | _D181
[5 empty] | Exterior Wall and Partition¦AAC block¦AAC block 150mm Thk. | _D182
[5 empty] | Exterior Wall and Partition¦AAC block¦AAC block 200mm Thk. | _D183
[5 empty] | Exterior Wall and Partition¦Precast concrete panel¦Precast wall panel | _D184
[5 empty] | Exterior Wall and Partition¦Precast concrete panel¦Panel jointing & sealant | _D185
[5 empty] | Exterior Wall and Partition¦External façade¦External façade | _D186
[5 empty] | Exterior Wall and Partition¦External façade¦Curtain wall | _D187
[5 empty] | Exterior Wall and Partition¦External façade¦Aluminium composite panel | _D188
[5 empty] | Exterior Wall and Partition¦External façade¦Louver screen | _D189
[5 empty] | Exterior Wall Finishes¦Plastering¦Plastering | _D190
[5 empty] | Exterior Wall Finishes¦Plastering¦Skim coat | _D191
[5 empty] | Exterior Wall Finishes¦Plastering¦Molding / Cornice | _D192
[5 empty] | Exterior Wall Finishes¦Painting¦Painting | _D193
[5 empty] | Exterior Wall Finishes¦Painting¦Primer coat | _D194
[5 empty] | Exterior Wall Finishes¦Painting¦Weather-shield coating | _D195
[5 empty] | Exterior Wall Finishes¦Wall tiling¦Wall tiling | _D196
[5 empty] | Exterior Wall Finishes¦Wall tiling¦Stone cladding | _D197
[5 empty] | Exterior Wall Finishes¦Expansion joint¦Expansion joint | _D198
[5 empty] | Exterior Wall Finishes¦Expansion joint¦Sealant | _D199
[5 empty] | Exterior Door¦Steel Door¦Steel Door | _D200
[5 empty] | Exterior Door¦Steel Door¦Fire rated steel door | _D201
[5 empty] | Exterior Door¦Aluminium door¦Aluminium door | _D202
[5 empty] | Exterior Door¦Aluminium door¦Aluminium sliding door | _D203
[5 empty] | Exterior Door¦Glass door¦Frameless glass door | _D204
[5 empty] | Exterior Door¦Glass door¦Framed glass door | _D205
[5 empty] | Exterior Door¦Rolling shutter¦Rolling shutter | _D206
[5 empty] | Exterior Door¦Rolling shutter¦Motor & control | _D207
[5 empty] | Exterior Door¦Door ironmongery¦Lockset | _D208
[5 empty] | Exterior Door¦Door ironmongery¦Door closer | _D209
[5 empty] | Exterior Door¦Door ironmongery¦Hinge | _D210
[5 empty] | Exterior Door¦Door ironmongery¦Door stopper | _D211
[5 empty] | Exterior Window and Louver¦Glass Window¦Glass Window | _D212
[5 empty] | Exterior Window and Louver¦Glass Window¦Fixed glass window | _D213
[5 empty] | Exterior Window and Louver¦Glass Window¦Sliding glass window | _D214
[5 empty] | Exterior Window and Louver¦Glass Window¦Casement window | _D215
[5 empty] | Exterior Window and Louver¦Aluminium louver¦Aluminium louver | _D216
[5 empty] | Exterior Window and Louver¦Aluminium louver¦Steel louver | _D217
[5 empty] | Exterior Window and Louver¦Window accessories¦Window fence / grille | _D218
[5 empty] | Exterior Window and Louver¦Window accessories¦Mosquito screen | _D219
[5 empty] | Exterior Window and Louver¦Window accessories¦Sealant | _D220
[5 empty] | Exterior Window and Louver¦Window accessories¦Window sill | _D221
[5 empty] | Exterior floor¦Screeding¦Screeding | _D222
[5 empty] | Exterior floor¦Screeding¦Floor hardener | _D223
[5 empty] | Exterior floor¦Floor tiling¦Floor tiling | _D224
[5 empty] | Exterior floor¦Floor tiling¦Anti-slip tile | _D225
[5 empty] | Exterior floor¦Waterproofing¦Waterproofing | _D226
[5 empty] | Exterior floor¦Waterproofing¦Protection screed | _D227
[5 empty] | Exterior soffit¦Soffit finishes¦Plastering | _D228
[5 empty] | Exterior soffit¦Soffit finishes¦Painting | _D229
[5 empty] | Exterior soffit¦Soffit finishes¦Soffit cladding | _D230
[5 empty] | Exterior Stair Ramp¦Stair & Ramp finishes¦Stair tread & riser finish | _D231
[5 empty] | Exterior Stair Ramp¦Stair & Ramp finishes¦Ramp finish | _D232
[5 empty] | Exterior Stair Ramp¦Stair & Ramp finishes¦Stair nosing | _D233
[5 empty] | Exterior Stair Ramp¦Stair & Ramp finishes¦Tactile paving | _D234
[5 empty] | Exterior Stair Ramp¦Handrail & Balustrade¦Handrail | _D235
[5 empty] | Exterior Stair Ramp¦Handrail & Balustrade¦Balustrade | _D236
[5 empty] | Exterior Stair Ramp¦Handrail & Balustrade¦Guard rail | _D237
[5 empty] | Roofing¦Roof covering¦Metal roof sheet | _D238
[5 empty] | Roofing¦Roof covering¦Roof tile | _D239
[5 empty] | Roofing¦Roof covering¦Translucent sheet | _D240
[5 empty] | Roofing¦Roof covering¦Ridge cap | _D241
[5 empty] | Roofing¦Roof waterproofing & insulation¦Waterproofing membrane | _D242
[5 empty] | Roofing¦Roof waterproofing & insulation¦Thermal insulation | _D243
[5 empty] | Roofing¦Roof waterproofing & insulation¦Vapour barrier | _D244
[5 empty] | Roofing¦Roof waterproofing & insulation¦Protection screed | _D245
[5 empty] | Roofing¦Roof drainage¦Gutter | _D246
[5 empty] | Roofing¦Roof drainage¦Downpipe | _D247
[5 empty] | Roofing¦Roof drainage¦Roof drain | _D248
[5 empty] | Roofing¦Roof drainage¦Flashing | _D249
[5 empty] | Roofing¦Roof accessories¦Skylight | _D250
[5 empty] | Roofing¦Roof accessories¦Roof access hatch | _D251
[5 empty] | Roofing¦Roof accessories¦Roof ladder | _D252
[5 empty] | Roofing¦Roof accessories¦Lightning terminal base | _D253
[5 empty] | Interior Wall and Partition¦Hollow clay brick¦Hollow clay brick 100mm Thk. | _D254
[5 empty] | Interior Wall and Partition¦Hollow clay brick¦Hollow clay brick 200mm Thk. | _D255
[5 empty] | Interior Wall and Partition¦Dry wall partition¦Gypsum board partition | _D256
[5 empty] | Interior Wall and Partition¦Dry wall partition¦Cement board partition | _D257
[5 empty] | Interior Wall and Partition¦Dry wall partition¦Metal stud framing | _D258
[5 empty] | Interior Wall and Partition¦Dry wall partition¦Acoustic infill | _D259
[5 empty] | Interior Wall and Partition¦Glass partition¦Frameless glass partition | _D260
[5 empty] | Interior Wall and Partition¦Glass partition¦Framed glass partition | _D261
[5 empty] | Interior Wall and Partition¦Toilet cubicle¦Toilet cubicle | _D262
[5 empty] | Interior Wall and Partition¦Toilet cubicle¦Urinal divider | _D263
[5 empty] | Interior Wall and Partition¦Handrail¦Handrail | _D264
[5 empty] | Interior Wall and Partition¦Handrail¦Handrail on staircase | _D265
[5 empty] | Interior Wall and Partition¦Handrail¦Wall guard rail | _D266
[5 empty] | Interior Doors¦Wood door¦Wood door | _D267
[5 empty] | Interior Doors¦Wood door¦Solid core wood door | _D268
[5 empty] | Interior Doors¦PVC door¦PVC door | _D269
[5 empty] | Interior Doors¦Steel Door¦Steel Door | _D270
[5 empty] | Interior Doors¦Steel Door¦Fire rated door | _D271
[5 empty] | Interior Doors¦Aluminium / Glass door¦Aluminium door | _D272
[5 empty] | Interior Doors¦Aluminium / Glass door¦Glass door | _D273
[5 empty] | Interior Doors¦Door ironmongery¦Lockset | _D274
[5 empty] | Interior Doors¦Door ironmongery¦Door closer | _D275
[5 empty] | Interior Doors¦Door ironmongery¦Hinge | _D276
[5 empty] | Interior Doors¦Door ironmongery¦Door stopper | _D277
[5 empty] | Interior Doors¦Door ironmongery¦Panic bar | _D278
[5 empty] | Interior Doors¦Interior window / louver¦Interior glass window | _D279
[5 empty] | Interior Doors¦Interior window / louver¦Interior louver | _D280
[5 empty] | Special installation¦Gas installation¦LPG gas system | _D281
[5 empty] | Special installation¦Gas installation¦Laboratory gas outlet | _D282
[5 empty] | Interior Wall Finishes¦Plastering¦Plastering | _D283
[5 empty] | Interior Wall Finishes¦Plastering¦Skim coat | _D284
[5 empty] | Interior Wall Finishes¦Painting¦Painting | _D285
[5 empty] | Interior Wall Finishes¦Painting¦Primer coat | _D286
[5 empty] | Interior Wall Finishes¦Wall tiling¦Wall tiling | _D287
[5 empty] | Interior Wall Finishes¦Wall tiling¦Toilet Wall tile | _D288
[5 empty] | Interior Wall Finishes¦Wall cladding¦Wall cladding | _D289
[5 empty] | Interior Wall Finishes¦Wall cladding¦Acoustic panel | _D290
[5 empty] | Interior Wall Finishes¦Wall cladding¦Wallpaper | _D291
[5 empty] | Interior Wall Finishes¦Wall cladding¦Mirror | _D292
[5 empty] | Interior Wall Finishes¦Skirting¦Skirting | _D293
[5 empty] | Interior Floor Finishes¦Screeding¦Screeding | _D294
[5 empty] | Interior Floor Finishes¦Screeding¦Self-levelling screed | _D295
[5 empty] | Interior Floor Finishes¦Floor tiling¦Floor tiling | _D296
[5 empty] | Interior Floor Finishes¦Floor tiling¦Toilet Floor tile | _D297
[5 empty] | Interior Floor Finishes¦Floor tiling¦Homogeneous tile | _D298
[5 empty] | Interior Floor Finishes¦Stone flooring¦Marble on staircase | _D299
[5 empty] | Interior Floor Finishes¦Stone flooring¦Marble flooring | _D300
[5 empty] | Interior Floor Finishes¦Stone flooring¦Granite flooring | _D301
[5 empty] | Interior Floor Finishes¦Resilient flooring¦Vinyl flooring | _D302
[5 empty] | Interior Floor Finishes¦Resilient flooring¦Epoxy flooring | _D303
[5 empty] | Interior Floor Finishes¦Resilient flooring¦Wooden flooring | _D304
[5 empty] | Interior Floor Finishes¦Resilient flooring¦Carpet | _D305
[5 empty] | Interior Floor Finishes¦Resilient flooring¦Raised floor | _D306
[5 empty] | Interior Floor Finishes¦Waterproofing¦Waterproofing | _D307
[5 empty] | Interior Floor Finishes¦Waterproofing¦anti termite | _D308
[5 empty] | Interior Floor Finishes¦Floor accessories¦Skirting | _D309
[5 empty] | Interior Floor Finishes¦Floor accessories¦Stair nosing | _D310
[5 empty] | Interior Floor Finishes¦Floor accessories¦Floor trim / divider | _D311
[5 empty] | Ceiling Finishes¦Suspended ceiling¦Suspended ceiling | _D312
[5 empty] | Ceiling Finishes¦Suspended ceiling¦Gypsum board ceiling | _D313
[5 empty] | Ceiling Finishes¦Suspended ceiling¦Cement board ceiling | _D314
[5 empty] | Ceiling Finishes¦Acoustic ceiling¦Acoustic ceiling tile | _D315
[5 empty] | Ceiling Finishes¦Acoustic ceiling¦Mineral fibre ceiling | _D316
[5 empty] | Ceiling Finishes¦Metal ceiling¦Aluminium strip ceiling | _D317
[5 empty] | Ceiling Finishes¦Metal ceiling¦Metal grid ceiling | _D318
[5 empty] | Ceiling Finishes¦Ceiling accessories¦Ceiling access panel | _D319
[5 empty] | Ceiling Finishes¦Ceiling accessories¦Cornice | _D320
[5 empty] | Ceiling Finishes¦Ceiling accessories¦Bulkhead | _D321
[5 empty] | Ceiling Finishes¦Ceiling accessories¦Ceiling painting | _D322
[5 empty] | Ceiling Finishes¦Ceiling accessories¦Curtain box | _D323
[5 empty] | Fittings, furnishings and equipment¦General Fitting¦Toilet accessories | _D324
[5 empty] | Fittings, furnishings and equipment¦General Fitting¦Mirror | _D325
[5 empty] | Fittings, furnishings and equipment¦General Fitting¦Counter top | _D326
[5 empty] | Fittings, furnishings and equipment¦General Fitting¦Locker | _D327
[5 empty] | Fittings, furnishings and equipment¦General Fitting¦Shelving | _D328
[5 empty] | Fittings, furnishings and equipment¦General Fitting¦Blind & curtain | _D329
[5 empty] | Fittings, furnishings and equipment¦General Fitting¦White board | _D330
[5 empty] | Fittings, furnishings and equipment¦Kitchen Fitting¦Kitchen cabinet | _D331
[5 empty] | Fittings, furnishings and equipment¦Kitchen Fitting¦Counter top | _D332
[5 empty] | Fittings, furnishings and equipment¦Kitchen Fitting¦Sink | _D333
[5 empty] | Fittings, furnishings and equipment¦Special purpose Fitting¦Laboratory bench | _D334
[5 empty] | Fittings, furnishings and equipment¦Special purpose Fitting¦Library shelving | _D335
[5 empty] | Fittings, furnishings and equipment¦Special purpose Fitting¦Sport / gym equipment | _D336
[5 empty] | Fittings, furnishings and equipment¦Signage¦Signage | _D337
[5 empty] | Fittings, furnishings and equipment¦Signage¦External round logo | _D338
[5 empty] | Fittings, furnishings and equipment¦Signage¦Khmer and Chinese text | _D339
[5 empty] | Fittings, furnishings and equipment¦Signage¦Wayfinding sign | _D340
[5 empty] | Fittings, furnishings and equipment¦Signage¦Room sign | _D341
[5 empty] | Fittings, furnishings and equipment¦Signage¦Statutory / safety sign | _D342
[5 empty] | Sanitary Installations¦Sanitary ware¦Water closet | _D343
[5 empty] | Sanitary Installations¦Sanitary ware¦Wash basin | _D344
[5 empty] | Sanitary Installations¦Sanitary ware¦Urinal | _D345
[5 empty] | Sanitary Installations¦Sanitary ware¦Shower set | _D346
[5 empty] | Sanitary Installations¦Sanitary ware¦Squat pan | _D347
[5 empty] | Sanitary Installations¦Sanitary ware¦Sink | _D348
[5 empty] | Sanitary Installations¦Sanitary fitting¦Tap / faucet | _D349
[5 empty] | Sanitary Installations¦Sanitary fitting¦Flush valve | _D350
[5 empty] | Sanitary Installations¦Sanitary fitting¦Angle valve | _D351
[5 empty] | Sanitary Installations¦Sanitary fitting¦Floor drain | _D352
[5 empty] | Sanitary Installations¦Sanitary fitting¦Floor trap | _D353
[5 empty] | Sanitary Installations¦Sanitary fitting¦Clean out | _D354
[5 empty] | Sanitary Installations¦Sanitary accessories¦Toilet paper holder | _D355
[5 empty] | Sanitary Installations¦Sanitary accessories¦Soap dispenser | _D356
[5 empty] | Sanitary Installations¦Sanitary accessories¦Grab bar | _D357
[5 empty] | Sanitary Installations¦Sanitary accessories¦Hand dryer | _D358
[5 empty] | AIR-CONDITIONAL SYSTEM¦Split unit system¦Wall mounted split unit | _D359
[5 empty] | AIR-CONDITIONAL SYSTEM¦Split unit system¦Cassette type unit | _D360
[5 empty] | AIR-CONDITIONAL SYSTEM¦Split unit system¦Outdoor condensing unit | _D361
[5 empty] | AIR-CONDITIONAL SYSTEM¦VRF / VRV system¦VRF indoor unit | _D362
[5 empty] | AIR-CONDITIONAL SYSTEM¦VRF / VRV system¦VRF outdoor unit | _D363
[5 empty] | AIR-CONDITIONAL SYSTEM¦VRF / VRV system¦Refnet joint | _D364
[5 empty] | AIR-CONDITIONAL SYSTEM¦Chilled water system¦Chiller | _D365
[5 empty] | AIR-CONDITIONAL SYSTEM¦Chilled water system¦Air handling unit (AHU) | _D366
[5 empty] | AIR-CONDITIONAL SYSTEM¦Chilled water system¦Fan coil unit (FCU) | _D367
[5 empty] | AIR-CONDITIONAL SYSTEM¦Chilled water system¦Chilled water pump | _D368
[5 empty] | AIR-CONDITIONAL SYSTEM¦Chilled water system¦Cooling tower | _D369
[5 empty] | AIR-CONDITIONAL SYSTEM¦AC piping & accessories¦Refrigerant piping | _D370
[5 empty] | AIR-CONDITIONAL SYSTEM¦AC piping & accessories¦Chilled water piping | _D371
[5 empty] | AIR-CONDITIONAL SYSTEM¦AC piping & accessories¦Condensate drain piping | _D372
[5 empty] | AIR-CONDITIONAL SYSTEM¦AC piping & accessories¦Pipe insulation | _D373
[5 empty] | AIR-CONDITIONAL SYSTEM¦AC piping & accessories¦Thermostat / control | _D374
[5 empty] | MECHANICAL VENTILATION SYSTEM¦Ventilation fan¦Toilet exhaust fan | _D375
[5 empty] | MECHANICAL VENTILATION SYSTEM¦Ventilation fan¦Kitchen exhaust fan | _D376
[5 empty] | MECHANICAL VENTILATION SYSTEM¦Ventilation fan¦Car park ventilation fan | _D377
[5 empty] | MECHANICAL VENTILATION SYSTEM¦Ventilation fan¦Fresh air fan | _D378
[5 empty] | MECHANICAL VENTILATION SYSTEM¦Ventilation fan¦Staircase pressurization fan | _D379
[5 empty] | MECHANICAL VENTILATION SYSTEM¦Specialist ventilation¦Kitchen hood | _D380
[5 empty] | MECHANICAL VENTILATION SYSTEM¦Specialist ventilation¦Smoke extraction fan | _D381
[5 empty] | MECHANICAL VENTILATION SYSTEM¦Specialist ventilation¦Laboratory fume hood | _D382
[5 empty] | MV DISTRIBUTION SYSTEM¦Ductwork¦GI ductwork | _D383
[5 empty] | MV DISTRIBUTION SYSTEM¦Ductwork¦Flexible duct | _D384
[5 empty] | MV DISTRIBUTION SYSTEM¦Ductwork¦Duct insulation | _D385
[5 empty] | MV DISTRIBUTION SYSTEM¦Ductwork¦Duct support | _D386
[5 empty] | MV DISTRIBUTION SYSTEM¦Air terminal¦Supply air diffuser | _D387
[5 empty] | MV DISTRIBUTION SYSTEM¦Air terminal¦Return air grille | _D388
[5 empty] | MV DISTRIBUTION SYSTEM¦Air terminal¦Exhaust grille | _D389
[5 empty] | MV DISTRIBUTION SYSTEM¦Air terminal¦Louver | _D390
[5 empty] | MV DISTRIBUTION SYSTEM¦Damper & control¦Volume control damper | _D391
[5 empty] | MV DISTRIBUTION SYSTEM¦Damper & control¦Fire damper | _D392
[5 empty] | MV DISTRIBUTION SYSTEM¦Damper & control¦Motorized damper | _D393
[5 empty] | MV DISTRIBUTION SYSTEM¦Damper & control¦Testing & balancing | _D394
[5 empty] | ELECTRICAL SYSTEM¦Main distribution¦Main switchboard (MSB) | _D395
[5 empty] | ELECTRICAL SYSTEM¦Main distribution¦Sub-distribution board (DB) | _D396
[5 empty] | ELECTRICAL SYSTEM¦Main distribution¦Busduct / Busway | _D397
[5 empty] | ELECTRICAL SYSTEM¦Main distribution¦Transformer | _D398
[5 empty] | ELECTRICAL SYSTEM¦Main distribution¦Capacitor bank | _D399
[5 empty] | ELECTRICAL SYSTEM¦Main distribution¦Metering panel | _D400
[5 empty] | ELECTRICAL SYSTEM¦Cable & containment¦Power cable | _D401
[5 empty] | ELECTRICAL SYSTEM¦Cable & containment¦Control cable | _D402
[5 empty] | ELECTRICAL SYSTEM¦Cable & containment¦Cable tray | _D403
[5 empty] | ELECTRICAL SYSTEM¦Cable & containment¦Cable trunking | _D404
[5 empty] | ELECTRICAL SYSTEM¦Cable & containment¦Conduit | _D405
[5 empty] | ELECTRICAL SYSTEM¦Cable & containment¦Cable ladder | _D406
[5 empty] | ELECTRICAL SYSTEM¦Power & wiring accessories¦Socket outlet | _D407
[5 empty] | ELECTRICAL SYSTEM¦Power & wiring accessories¦Switch | _D408
[5 empty] | ELECTRICAL SYSTEM¦Power & wiring accessories¦Isolator | _D409
[5 empty] | ELECTRICAL SYSTEM¦Power & wiring accessories¦Wiring point | _D410
[5 empty] | ELECTRICAL SYSTEM¦Lighting¦Interior luminaire | _D411
[5 empty] | ELECTRICAL SYSTEM¦Lighting¦Exterior luminaire | _D412
[5 empty] | ELECTRICAL SYSTEM¦Lighting¦Emergency light | _D413
[5 empty] | ELECTRICAL SYSTEM¦Lighting¦Exit sign | _D414
[5 empty] | ELECTRICAL SYSTEM¦Lighting¦Lighting control / sensor | _D415
[5 empty] | ELECTRICAL SYSTEM¦Earthing & lightning protection¦Earthing system | _D416
[5 empty] | ELECTRICAL SYSTEM¦Earthing & lightning protection¦Earth rod & pit | _D417
[5 empty] | ELECTRICAL SYSTEM¦Earthing & lightning protection¦Lightning air terminal | _D418
[5 empty] | ELECTRICAL SYSTEM¦Earthing & lightning protection¦Down conductor | _D419
[5 empty] | ELECTRICAL SYSTEM¦Standby power¦Generator set | _D420
[5 empty] | ELECTRICAL SYSTEM¦Standby power¦Automatic transfer switch (ATS) | _D421
[5 empty] | ELECTRICAL SYSTEM¦Standby power¦UPS | _D422
[5 empty] | ELECTRICAL SYSTEM¦Standby power¦Fuel tank & piping | _D423
[5 empty] | ELV INSTALLATION¦Fire alarm system¦Fire alarm control panel | _D424
[5 empty] | ELV INSTALLATION¦Fire alarm system¦Smoke / heat detector | _D425
[5 empty] | ELV INSTALLATION¦Fire alarm system¦Manual call point | _D426
[5 empty] | ELV INSTALLATION¦Fire alarm system¦Alarm bell / sounder | _D427
[5 empty] | ELV INSTALLATION¦Security system¦CCTV camera | _D428
[5 empty] | ELV INSTALLATION¦Security system¦NVR / recorder | _D429
[5 empty] | ELV INSTALLATION¦Security system¦Access control door | _D430
[5 empty] | ELV INSTALLATION¦Security system¦Intercom | _D431
[5 empty] | ELV INSTALLATION¦Communication system¦Structured cabling outlet | _D432
[5 empty] | ELV INSTALLATION¦Communication system¦Network switch / rack | _D433
[5 empty] | ELV INSTALLATION¦Communication system¦Telephone system | _D434
[5 empty] | ELV INSTALLATION¦Communication system¦MATV / TV outlet | _D435
[5 empty] | ELV INSTALLATION¦Communication system¦WiFi access point | _D436
[5 empty] | ELV INSTALLATION¦Audio visual & school system¦Public address (PA) system | _D437
[5 empty] | ELV INSTALLATION¦Audio visual & school system¦Speaker | _D438
[5 empty] | ELV INSTALLATION¦Audio visual & school system¦Bell / clock system | _D439
[5 empty] | ELV INSTALLATION¦Audio visual & school system¦Projector & screen | _D440
[5 empty] | ELV INSTALLATION¦Audio visual & school system¦Classroom AV system | _D441
[5 empty] | ELV INSTALLATION¦Building management¦BMS control panel | _D442
[5 empty] | ELV INSTALLATION¦Building management¦Field device & sensor | _D443
[5 empty] | PLUMBING SYSTEM¦Water supply¦Cold water piping | _D444
[5 empty] | PLUMBING SYSTEM¦Water supply¦Hot water piping | _D445
[5 empty] | PLUMBING SYSTEM¦Water supply¦Pipe insulation | _D446
[5 empty] | PLUMBING SYSTEM¦Water supply¦Valve & fitting | _D447
[5 empty] | PLUMBING SYSTEM¦Water supply¦Water meter | _D448
[5 empty] | PLUMBING SYSTEM¦Water storage & pump¦Water tank | _D449
[5 empty] | PLUMBING SYSTEM¦Water storage & pump¦Transfer pump | _D450
[5 empty] | PLUMBING SYSTEM¦Water storage & pump¦Booster pump | _D451
[5 empty] | PLUMBING SYSTEM¦Water storage & pump¦Water heater | _D452
[5 empty] | PLUMBING SYSTEM¦Water storage & pump¦Level control | _D453
[5 empty] | PLUMBING SYSTEM¦Drainage¦Soil pipe | _D454
[5 empty] | PLUMBING SYSTEM¦Drainage¦Waste pipe | _D455
[5 empty] | PLUMBING SYSTEM¦Drainage¦Vent pipe | _D456
[5 empty] | PLUMBING SYSTEM¦Drainage¦Rainwater downpipe | _D457
[5 empty] | PLUMBING SYSTEM¦Drainage¦Manhole / inspection chamber | _D458
[5 empty] | PLUMBING SYSTEM¦Drainage¦Grease trap | _D459
[5 empty] | PLUMBING SYSTEM¦Sewage treatment¦Septic tank (precast) | _D460
[5 empty] | PLUMBING SYSTEM¦Sewage treatment¦Sewage treatment plant (STP) | _D461
[5 empty] | PLUMBING SYSTEM¦Sewage treatment¦Sewer connection | _D462
[5 empty] | FIRE FIGHTING SYSTEM¦Hydrant & hose reel¦Fire hydrant | _D463
[5 empty] | FIRE FIGHTING SYSTEM¦Hydrant & hose reel¦Hose reel | _D464
[5 empty] | FIRE FIGHTING SYSTEM¦Hydrant & hose reel¦Landing valve | _D465
[5 empty] | FIRE FIGHTING SYSTEM¦Hydrant & hose reel¦Fire riser piping | _D466
[5 empty] | FIRE FIGHTING SYSTEM¦Sprinkler system¦Sprinkler head | _D467
[5 empty] | FIRE FIGHTING SYSTEM¦Sprinkler system¦Sprinkler piping | _D468
[5 empty] | FIRE FIGHTING SYSTEM¦Sprinkler system¦Alarm valve set | _D469
[5 empty] | FIRE FIGHTING SYSTEM¦Sprinkler system¦Flow switch | _D470
[5 empty] | FIRE FIGHTING SYSTEM¦Fire pump & tank¦Fire pump set | _D471
[5 empty] | FIRE FIGHTING SYSTEM¦Fire pump & tank¦Jockey pump | _D472
[5 empty] | FIRE FIGHTING SYSTEM¦Fire pump & tank¦Fire water tank | _D473
[5 empty] | FIRE FIGHTING SYSTEM¦Portable & special suppression¦Fire extinguisher | _D474
[5 empty] | FIRE FIGHTING SYSTEM¦Portable & special suppression¦Fire blanket | _D475
[5 empty] | FIRE FIGHTING SYSTEM¦Portable & special suppression¦FM200 / CO2 system | _D476
[5 empty] | FIRE FIGHTING SYSTEM¦Portable & special suppression¦Kitchen suppression system | _D477
[5 empty] | Specialist Installations¦Renewable & specialist¦Solar PV system | _D478
[5 empty] | Specialist Installations¦Renewable & specialist¦Water treatment plant | _D479
[5 empty] | Specialist Installations¦Renewable & specialist¦Swimming pool system | _D480
[5 empty] | Specialist Installations¦Renewable & specialist¦Kitchen equipment | _D481
[5 empty] | VERTICAL TRANSPORTATION SYSTEM¦Lift¦Passenger lift | _D482
[5 empty] | VERTICAL TRANSPORTATION SYSTEM¦Lift¦Service / goods lift | _D483
[5 empty] | VERTICAL TRANSPORTATION SYSTEM¦Lift¦Firefighting lift | _D484
[5 empty] | VERTICAL TRANSPORTATION SYSTEM¦Lift¦Platform / accessibility lift | _D485
[5 empty] | VERTICAL TRANSPORTATION SYSTEM¦Escalator¦Escalator | _D486
[5 empty] | VERTICAL TRANSPORTATION SYSTEM¦Lift shaft equipment¦Lift shaft ladder | _D487
[5 empty] | VERTICAL TRANSPORTATION SYSTEM¦Lift shaft equipment¦Shaft lighting & socket | _D488
[5 empty] | VERTICAL TRANSPORTATION SYSTEM¦Lift shaft equipment¦Machine room equipment | _D489
[5 empty] | Services¦Testing & Commissioning¦Testing & commissioning | _D490
[5 empty] | Services¦Testing & Commissioning¦As-built drawing | _D491
[5 empty] | Services¦Testing & Commissioning¦O&M manual | _D492
[5 empty] | Services¦Testing & Commissioning¦Training | _D493
[5 empty] | Services¦Testing & Commissioning¦Spare parts | _D494
[5 empty] | External Work¦Site preparation¦Site clearing | _D495
[5 empty] | External Work¦Site preparation¦Cut & fill | _D496
[5 empty] | External Work¦Site preparation¦Compaction | _D497
[5 empty] | External Work¦Roads, path, paving¦Concrete paving | _D498
[5 empty] | External Work¦Roads, path, paving¦Asphalt paving | _D499
[5 empty] | External Work¦Roads, path, paving¦Interlocking paver | _D500
[5 empty] | External Work¦Roads, path, paving¦Kerb | _D501
[5 empty] | External Work¦Roads, path, paving¦Road marking | _D502
[5 empty] | External Work¦Roads, path, paving¦Car park | _D503
[5 empty] | External Work¦Landscape¦Top soil | _D504
[5 empty] | External Work¦Landscape¦Turfing | _D505
[5 empty] | External Work¦Landscape¦Tree & shrub | _D506
[5 empty] | External Work¦Landscape¦Planter | _D507
[5 empty] | External Work¦Landscape¦Irrigation system | _D508
[5 empty] | External Work¦Fence, railing & wall¦Boundary fence | _D509
[5 empty] | External Work¦Fence, railing & wall¦Main gate | _D510
[5 empty] | External Work¦Fence, railing & wall¦Guard rail | _D511
[5 empty] | External Work¦Fence, railing & wall¦Boundary wall | _D512
[5 empty] | External Work¦External fixture¦Flag pole | _D513
[5 empty] | External Work¦External fixture¦Bollard | _D514
[5 empty] | External Work¦External fixture¦Bicycle rack | _D515
[5 empty] | External Work¦External fixture¦Covered walkway | _D516
[5 empty] | External Work¦External fixture¦Guard house | _D517
[5 empty] | External Work¦External fixture¦Playground / sport court | _D518
[5 empty] | Interior Floor Finishes¦Toilet Floor tile¦Toilet Floor tile | _D519
[5 empty] | Interior Wall Finishes¦Toilet Wall tile¦Toilet Wall tile | _D520

## Naming Standard
NAMING STANDARD & DUPLICATE WARNING
Inconsistent spelling splits SUMIFS roll-ups. These variants exist in the current project file — standardise on the left column.
Use this (standard) | Do NOT use (variant found) | Why it matters
Interior Wall Finishes | Internal Wall Finishes | Two spellings = two separate D.01 groups in the BoQ
Interior Floor Finishes | Internal Floor Finishes | Two spellings = two separate D.02 groups
Ceiling Finishes | Ceiling Finshes | Typo in current file — breaks lookup against Budget Code list
Exterior Wall and Partition | External Wall and Partition | Budget Code C.01 wording
Exterior Window and Louver | External Windows and Louvers | Budget Code C.04 wording
Interior Doors | Interior Door | Budget Code C.10 wording
Handrail | Handrail on staircase | Keep Sub Section = Handrail; put location in Sub Element / Description
(no trailing spaces) | "Formwork " / "Marble on staircase " | Trailing spaces silently zero-out SUMIFS — always TRIM
RULES OF USE
1. Section = Budget Code element (e.g. Interior Wall Finishes). One Section = one Budget Code.
2. Sub Section = work type / trade package (e.g. Plastering, Hollow clay brick, Lighting).
3. Sub Element = the item measured (e.g. Toilet Wall tile, Emergency light).
4. Description (Material Type) = the priced specification wording. THIS is what the rate attaches to.
5. Structure differs: Sub Section = structural element (Structural Beam); Sub Element = work type (Concrete, Rebar, Formwork).
6. Descriptions marked "In Price List = Yes" already carry a rate in the current project — reuse them for consistency.
7. Always edit sizes / grades in the Description to match the specification before pricing.
8. Never retype a Section or Description — copy from this library so the spelling never drifts.